## WIRE CABLES
Sr No. | TYPE | Product Category | Sub-Category | Conductor Construction (No./Dia mm) | Current Rating (Amp) | Unit / Packing | Brand | Disscounted rate | Discount Percent | Rate (Rs.) | Availablity | Conductor Material | Type Of Armour | Color | Conductor Class | Inner Sheath Material | Insulation Type | Size - Sq Mm | Sheilding Type | Voltage Rating | Core - Pair - Triad - Quad | Warranty | Outer Sheath Material | Product Name | 3D IMAGE OF THE WIRE
1 | LDC | Industrial Flexible (FRLS) Insulated Cable - IS 694:1990 | Flexible (FRLS) Insulated Cable - | 16/0.20 | 5 | Per Meter | Polycab | 12.93 | 40 % | 21.55 | IN STOCK | Copper | Unarmoured | BLACK | Class 5 (Flexible) | FR | FR | 0.5 | Unshielded | Upto 1100V | 1 CORE | OEM | FR | 0.5 SQMM X 1 CORE Unarmoured Copper CABLE | https://drive.google.com/file/d/1VEGBEMbDNHXJFS5YSZQdngzO5TPxOfWN/view?usp=sharing
2 | LDC | Industrial Flexible (FRLS) Insulated Cable - IS 694:1990 | Flexible (FRLS) Insulated Cable - | 24/0.20 | 8 | Per Meter | Polycab | 18.672 | 40 % | 31.12 | IN STOCK | Copper | Unarmoured | BLACK | Class 5 (Flexible) | FR | FR | 0.75 | Unshielded | Upto 1100V | 1 CORE | OEM | FR | 0.75 SQMM X 1 CORE Unarmoured Copper CABLE | https://drive.google.com/file/d/1VEGBEMbDNHXJFS5YSZQdngzO5TPxOfWN/view?usp=sharing
3 | LDC | Industrial Flexible (FRLS) Insulated Cable - IS 694:1990 | Flexible (FRLS) Insulated Cable - | 32/0.20 | 13 | Per Meter | Polycab | 23.952 | 40 % | 39.92 | IN STOCK | Copper | Unarmoured | BLACK | Class 5 (Flexible) | FR | FR | 1 | Unshielded | Upto 1100V | 1 CORE | OEM | FR | 1 SQMM X 1 CORE Unarmoured Copper CABLE | https://drive.google.com/file/d/1VEGBEMbDNHXJFS5YSZQdngzO5TPxOfWN/view?usp=sharing
4 | LDC | Industrial Flexible (FRLS) Insulated Cable - IS 694:1990 | Flexible (FRLS) Insulated Cable - | 30/0.25 | 17 | Per Meter | Polycab | 34.68 | 40 % | 57.8 | IN STOCK | Copper | Unarmoured | BLACK | Class 5 (Flexible) | FR | FR | 1.5 | Unshielded | Upto 1100V | 1 CORE | OEM | FR | 1.5 SQMM X 1 CORE Unarmoured Copper CABLE | https://drive.google.com/file/d/1VEGBEMbDNHXJFS5YSZQdngzO5TPxOfWN/view?usp=sharing
5 | LDC | Industrial Flexible (FRLS) Insulated Cable - IS 694:1990 | Flexible (FRLS) Insulated Cable - | 50/0.25 | 24 | Per Meter | Polycab | 57.75 | 40 % | 96.25 | IN STOCK | Copper | Unarmoured | BLACK | Class 5 (Flexible) | FR | FR | 2.5 | Unshielded | Upto 1100V | 1 CORE | OEM | FR | 2.5 SQMM X 1 CORE Unarmoured Copper CABLE | https://drive.google.com/file/d/1VEGBEMbDNHXJFS5YSZQdngzO5TPxOfWN/view?usp=sharing
6 | LDC | Industrial Flexible (FRLS) Insulated Cable - IS 694:1990 | Flexible (FRLS) Insulated Cable - | 56/0.30 | 30 | Per Meter | Polycab | 91.5 | 40 % | 152.5 | IN STOCK | Copper | Unarmoured | BLACK | Class 5 (Flexible) | FR | FR | 4 | Unshielded | Upto 1100V | 1 CORE | OEM | FR | 4 SQMM X 1 CORE Unarmoured Copper CABLE | https://drive.google.com/file/d/1VEGBEMbDNHXJFS5YSZQdngzO5TPxOfWN/view?usp=sharing
7 | LDC | Industrial Flexible (FRLS) Insulated Cable - IS 694:1990 | Flexible (FRLS) Insulated Cable - | 84/0.30 | 38 | Per Meter | Polycab | 136.65 | 40 % | 227.75 | IN STOCK | Copper | Unarmoured | BLACK | Class 5 (Flexible) | FR | FR | 6 | Unshielded | Upto 1100V | 1 CORE | OEM | FR | 6 SQMM X 1 CORE Unarmoured Copper CABLE | https://drive.google.com/file/d/1VEGBEMbDNHXJFS5YSZQdngzO5TPxOfWN/view?usp=sharing
8 | LDC | Industrial Flexible (FRLS) Insulated Cable - IS 694:1990 | Flexible (FRLS) Insulated Cable - | 80/0.40 | 52 | Per Meter | Polycab | 233.7 | 40 % | 389.5 | IN STOCK | Copper | Unarmoured | BLACK | Class 5 (Flexible) | FR | FR | 10 | Unshielded | Upto 1100V | 1 CORE | OEM | FR | 10 SQMM X 1 CORE Unarmoured Copper CABLE | https://drive.google.com/file/d/1VEGBEMbDNHXJFS5YSZQdngzO5TPxOfWN/view?usp=sharing
9 | LDC | Industrial Flexible (FRLS) Insulated Cable - IS 694:1990 | Flexible (FRLS) Insulated Cable - | 126/0.4 | 70 | Per Meter | Polycab | 363.6 | 40 % | 606 | IN STOCK | Copper | Unarmoured | BLACK | Class 5 (Flexible) | FR | FR | 16 | Unshielded | Upto 1100V | 1 CORE | OEM | FR | 16 SQMM X 1 CORE Unarmoured Copper CABLE | https://drive.google.com/file/d/1VEGBEMbDNHXJFS5YSZQdngzO5TPxOfWN/view?usp=sharing
10 | LDC | Industrial Flexible (FRLS) Insulated Cable - IS 694:1990 | Flexible (FRLS) Insulated Cable - | 196/0.4 | 88 | Per Meter | Polycab | 589.8 | 40 % | 983 | IN STOCK | Copper | Unarmoured | BLACK | Class 5 (Flexible) | FR | FR | 25 | Unshielded | Upto 1100V | 1 CORE | OEM | FR | 25 SQMM X 1 CORE Unarmoured Copper CABLE | https://drive.google.com/file/d/1VEGBEMbDNHXJFS5YSZQdngzO5TPxOfWN/view?usp=sharing
11 | LDC | Industrial Flexible (FRLS) Insulated Cable - IS 694:1990 | Flexible (FRLS) Insulated Cable - | 276/0.4 | 110 | Per Meter | Polycab | 816.6 | 40 % | 1361 | IN STOCK | Copper | Unarmoured | BLACK | Class 5 (Flexible) | FR | FR | 35 | Unshielded | Upto 1100V | 1 CORE | OEM | FR | 35 SQMM X 1 CORE Unarmoured Copper CABLE | https://drive.google.com/file/d/1VEGBEMbDNHXJFS5YSZQdngzO5TPxOfWN/view?usp=sharing
12 | LDC | Industrial Flexible (FRLS) Insulated Cable - IS 694:1990 | Flexible (FRLS) Insulated Cable - | 396/0.4 | 145 | Per Meter | Polycab | 1164.6 | 40 % | 1941 | IN STOCK | Copper | Unarmoured | BLACK | Class 5 (Flexible) | FR | FR | 50 | Unshielded | Upto 1100V | 1 CORE | OEM | FR | 50 SQMM X 1 CORE Unarmoured Copper CABLE | https://drive.google.com/file/d/1VEGBEMbDNHXJFS5YSZQdngzO5TPxOfWN/view?usp=sharing
13 | LDC | Industrial Flexible (FRLS) Insulated Cable - IS 694:1990 | Flexible (FRLS) Insulated Cable - | 354/0.5 | 215 | Per Meter | Polycab | 1633.2 | 40 % | 2722 | IN STOCK | Copper | Unarmoured | BLACK | Class 5 (Flexible) | FR | FR | 70 | Unshielded | Upto 1100V | 1 CORE | OEM | FR | 70 SQMM X 1 CORE Unarmoured Copper CABLE | https://drive.google.com/file/d/1VEGBEMbDNHXJFS5YSZQdngzO5TPxOfWN/view?usp=sharing
14 | LDC | Industrial Flexible (FRLS) Insulated Cable - IS 694:1990 | Flexible (FRLS) Insulated Cable - | 484/0.5 | 260 | Per Meter | Polycab | 2159.4 | 40 % | 3599 | IN STOCK | Copper | Unarmoured | BLACK | Class 5 (Flexible) | FR | FR | 95 | Unshielded | Upto 1100V | 1 CORE | OEM | FR | 95 SQMM X 1 CORE Unarmoured Copper CABLE | https://drive.google.com/file/d/1VEGBEMbDNHXJFS5YSZQdngzO5TPxOfWN/view?usp=sharing
15 | LDC | Industrial Flexible (FRLS) Insulated Cable - IS 694:1990 | Flexible (FRLS) Insulated Cable - | 608/0.5 | 305 | Per Meter | Polycab | 2789.4 | 40 % | 4649 | IN STOCK | Copper | Unarmoured | BLACK | Class 5 (Flexible) | FR | FR | 120 | Unshielded | Upto 1100V | 1 CORE | OEM | FR | 120 SQMM X 1 CORE Unarmoured Copper CABLE | https://drive.google.com/file/d/1VEGBEMbDNHXJFS5YSZQdngzO5TPxOfWN/view?usp=sharing
16 | LDC | Industrial Flexible (FRLS) Insulated Cable - IS 694:1990 | Flexible (FRLS) Insulated Cable - | 750/0.5 | 355 | Per Meter | Polycab | 3492 | 40 % | 5820 | IN STOCK | Copper | Unarmoured | BLACK | Class 5 (Flexible) | FR | FR | 150 | Unshielded | Upto 1100V | 1 CORE | OEM | FR | 150 SQMM X 1 CORE Unarmoured Copper CABLE | https://drive.google.com/file/d/1VEGBEMbDNHXJFS5YSZQdngzO5TPxOfWN/view?usp=sharing
17 | LDC | Industrial Flexible (FRLS) Insulated Cable - IS 694:1990 | Flexible (FRLS) Insulated Cable - | 925/0.5 | 415 | Per Meter | Polycab | 4326 | 40 % | 7210 | IN STOCK | Copper | Unarmoured | BLACK | Class 5 (Flexible) | FR | FR | 185 | Unshielded | Upto 1100V | 1 CORE | OEM | FR | 185 SQMM X 1 CORE Unarmoured Copper CABLE | https://drive.google.com/file/d/1VEGBEMbDNHXJFS5YSZQdngzO5TPxOfWN/view?usp=sharing
18 | LDC | Industrial Flexible (FRLS) Insulated Cable - IS 694:1990 | Flexible (FRLS) Insulated Cable - | 1210/0.5 | 500 | Per Meter | Polycab | 5608.8 | 40 % | 9348 | IN STOCK | Copper | Unarmoured | BLACK | Class 5 (Flexible) | FR | FR | 240 | Unshielded | Upto 1100V | 1 CORE | OEM | FR | 240 SQMM X 1 CORE Unarmoured Copper CABLE | https://drive.google.com/file/d/1VEGBEMbDNHXJFS5YSZQdngzO5TPxOfWN/view?usp=sharing
19 | LDC | Industrial Flexible (FRLS) Insulated Cable - IS 694:1990 | Flexible (FRLS) Insulated Cable - | 1527/0.5 | 585 | Per Meter | Polycab | 7015.2 | 40 % | 11692 | IN STOCK | Copper | Unarmoured | BLACK | Class 5 (Flexible) | FR | FR | 300 | Unshielded | Upto 1100V | 1 CORE | OEM | FR | 300 SQMM X 1 CORE Unarmoured Copper CABLE | https://drive.google.com/file/d/1VEGBEMbDNHXJFS5YSZQdngzO5TPxOfWN/view?usp=sharing
20 | LDC | Industrial Flexible (FRLS) Insulated Cable - IS 694:1990 | Flexible (FRLS) Insulated Cable - | 2036/0.5 | 695 | Per Meter | Polycab | 9243.6 | 40 % | 15406 | IN STOCK | Copper | Unarmoured | BLACK | Class 5 (Flexible) | FR | FR | 400 | Unshielded | Upto 1100V | 1 CORE | OEM | FR | 400 SQMM X 1 CORE Unarmoured Copper CABLE | https://drive.google.com/file/d/1VEGBEMbDNHXJFS5YSZQdngzO5TPxOfWN/view?usp=sharing
21 | LDC | Industrial Flexible (FRLS) Insulated Cable - IS 694:1990 | Flexible (FRLS) Insulated Cable - | 16/0.20 | 5 | Per Meter | Polycab | 151.8 | 40 % | 253 | IN STOCK | Copper | Unarmoured | BLACK | Class 5 (Flexible) | PVC | FRLSH | 0.5 | Unshielded | Upto 1100V | 10 CORE | OEM | FRLSH | 0.5 SQMM X 10 CORE Unarmoured Copper CABLE | https://drive.google.com/file/d/1d_9PwBDObNkFhlNIupGOXcaF7o25X_n4/view?usp=sharing
22 | LDC | Industrial Flexible (FRLS) Insulated Cable - IS 694:1990 | Flexible (FRLS) Insulated Cable - | 24/0.20 | 8 | Per Meter | Polycab | 218.49 | 40 % | 364.15 | IN STOCK | Copper | Unarmoured | BLACK | Class 5 (Flexible) | PVC | FRLSH | 0.75 | Unshielded | Upto 1100V | 10 CORE | OEM | FRLSH | 0.75 SQMM X 10 CORE Unarmoured Copper CABLE | https://drive.google.com/file/d/1d_9PwBDObNkFhlNIupGOXcaF7o25X_n4/view?usp=sharing
23 | LDC | Industrial Flexible (FRLS) Insulated Cable - IS 694:1990 | Flexible (FRLS) Insulated Cable - | 32/0.20 | 13 | Per Meter | Polycab | 285.6 | 40 % | 476 | IN STOCK | Copper | Unarmoured | BLACK | Class 5 (Flexible) | PVC | FRLSH | 1 | Unshielded | Upto 1100V | 10 CORE | OEM | FRLSH | 1 SQMM X 10 CORE Unarmoured Copper CABLE | https://drive.google.com/file/d/1d_9PwBDObNkFhlNIupGOXcaF7o25X_n4/view?usp=sharing
24 | LDC | Industrial Flexible (FRLS) Insulated Cable - IS 694:1990 | Flexible (FRLS) Insulated Cable - | 30/0.25 | 17 | Per Meter | Polycab | 407.4 | 40 % | 679 | IN STOCK | Copper | Unarmoured | BLACK | Class 5 (Flexible) | PVC | FRLSH | 1.5 | Unshielded | Upto 1100V | 10 CORE | OEM | FRLSH | 1.5 SQMM X 10 CORE Unarmoured Copper CABLE | https://drive.google.com/file/d/1d_9PwBDObNkFhlNIupGOXcaF7o25X_n4/view?usp=sharing
25 | LDC | Industrial Flexible (FRLS) Insulated Cable - IS 694:1990 | Flexible (FRLS) Insulated Cable - | 50/0.25 | 24 | Per Meter | Polycab | 672 | 40 % | 1120 | IN STOCK | Copper | Unarmoured | BLACK | Class 5 (Flexible) | PVC | FRLSH | 2.5 | Unshielded | Upto 1100V | 10 CORE | OEM | FRLSH | 2.5 SQMM X 10 CORE Unarmoured Copper CABLE | https://drive.google.com/file/d/1d_9PwBDObNkFhlNIupGOXcaF7o25X_n4/view?usp=sharing
26 | LDC | Industrial Flexible (FRLS) Insulated Cable - IS 694:1990 | Flexible (FRLS) Insulated Cable - | 16/0.20 | 5 | Per Meter | Polycab | 177.78 | 40 % | 296.3 | IN STOCK | Copper | Unarmoured | BLACK | Class 5 (Flexible) | PVC | FRLSH | 0.5 | Unshielded | Upto 1100V | 12 CORE | OEM | FRLSH | 0.5 SQMM X 12 CORE Unarmoured Copper CABLE | https://drive.google.com/file/d/1d_9PwBDObNkFhlNIupGOXcaF7o25X_n4/view?usp=sharing
27 | LDC | Industrial Flexible (FRLS) Insulated Cable - IS 694:1990 | Flexible (FRLS) Insulated Cable - | 24/0.20 | 8 | Per Meter | Polycab | 259.65 | 40 % | 432.75 | IN STOCK | Copper | Unarmoured | BLACK | Class 5 (Flexible) | PVC | FRLSH | 0.75 | Unshielded | Upto 1100V | 12 CORE | OEM | FRLSH | 0.75 SQMM X 12 CORE Unarmoured Copper CABLE | https://drive.google.com/file/d/1d_9PwBDObNkFhlNIupGOXcaF7o25X_n4/view?usp=sharing
28 | LDC | Industrial Flexible (FRLS) Insulated Cable - IS 694:1990 | Flexible (FRLS) Insulated Cable - | 32/0.20 | 13 | Per Meter | Polycab | 338.4 | 40 % | 564 | IN STOCK | Copper | Unarmoured | BLACK | Class 5 (Flexible) | PVC | FRLSH | 1 | Unshielded | Upto 1100V | 12 CORE | OEM | FRLSH | 1 SQMM X 12 CORE Unarmoured Copper CABLE | https://drive.google.com/file/d/1d_9PwBDObNkFhlNIupGOXcaF7o25X_n4/view?usp=sharing
29 | LDC | Industrial Flexible (FRLS) Insulated Cable - IS 694:1990 | Flexible (FRLS) Insulated Cable - | 30/0.25 | 17 | Per Meter | Polycab | 490.8 | 40 % | 818 | IN STOCK | Copper | Unarmoured | BLACK | Class 5 (Flexible) | PVC | FRLSH | 1.5 | Unshielded | Upto 1100V | 12 CORE | OEM | FRLSH | 1.5 SQMM X 12 CORE Unarmoured Copper CABLE | https://drive.google.com/file/d/1d_9PwBDObNkFhlNIupGOXcaF7o25X_n4/view?usp=sharing
30 | LDC | Industrial Flexible (FRLS) Insulated Cable - IS 694:1990 | Flexible (FRLS) Insulated Cable - | 50/0.25 | 24 | Per Meter | Polycab | 802.8 | 40 % | 1338 | IN STOCK | Copper | Unarmoured | BLACK | Class 5 (Flexible) | PVC | FRLSH | 2.5 | Unshielded | Upto 1100V | 12 CORE | OEM | FRLSH | 2.5 SQMM X 12 CORE Unarmoured Copper CABLE | https://drive.google.com/file/d/1d_9PwBDObNkFhlNIupGOXcaF7o25X_n4/view?usp=sharing
31 | LDC | Industrial Flexible (FRLS) Insulated Cable - IS 694:1990 | Flexible (FRLS) Insulated Cable - | 16/0.20 | 5 | Per Meter | Polycab | 205.8 | 40 % | 343 | IN STOCK | Copper | Unarmoured | BLACK | Class 5 (Flexible) | PVC | FRLSH | 0.5 | Unshielded | Upto 1100V | 14 CORE | OEM | FRLSH | 0.5 SQMM X 14 CORE Unarmoured Copper CABLE | https://drive.google.com/file/d/1d_9PwBDObNkFhlNIupGOXcaF7o25X_n4/view?usp=sharing
32 | LDC | Industrial Flexible (FRLS) Insulated Cable - IS 694:1990 | Flexible (FRLS) Insulated Cable - | 24/0.20 | 8 | Per Meter | Polycab | 302.4 | 40 % | 504 | IN STOCK | Copper | Unarmoured | BLACK | Class 5 (Flexible) | PVC | FRLSH | 0.75 | Unshielded | Upto 1100V | 14 CORE | OEM | FRLSH | 0.75 SQMM X 14 CORE Unarmoured Copper CABLE | https://drive.google.com/file/d/1d_9PwBDObNkFhlNIupGOXcaF7o25X_n4/view?usp=sharing
33 | LDC | Industrial Flexible (FRLS) Insulated Cable - IS 694:1990 | Flexible (FRLS) Insulated Cable - | 32/0.20 | 13 | Per Meter | Polycab | 385.8 | 40 % | 643 | IN STOCK | Copper | Unarmoured | BLACK | Class 5 (Flexible) | PVC | FRLSH | 1 | Unshielded | Upto 1100V | 14 CORE | OEM | FRLSH | 1 SQMM X 14 CORE Unarmoured Copper CABLE | https://drive.google.com/file/d/1d_9PwBDObNkFhlNIupGOXcaF7o25X_n4/view?usp=sharing
34 | LDC | Industrial Flexible (FRLS) Insulated Cable - IS 694:1990 | Flexible (FRLS) Insulated Cable - | 30/0.25 | 17 | Per Meter | Polycab | 567 | 40 % | 945 | IN STOCK | Copper | Unarmoured | BLACK | Class 5 (Flexible) | PVC | FRLSH | 1.5 | Unshielded | Upto 1100V | 14 CORE | OEM | FRLSH | 1.5 SQMM X 14 CORE Unarmoured Copper CABLE | https://drive.google.com/file/d/1d_9PwBDObNkFhlNIupGOXcaF7o25X_n4/view?usp=sharing
35 | LDC | Industrial Flexible (FRLS) Insulated Cable - IS 694:1990 | Flexible (FRLS) Insulated Cable - | 50/0.25 | 24 | Per Meter | Polycab | 934.8 | 40 % | 1558 | IN STOCK | Copper | Unarmoured | BLACK | Class 5 (Flexible) | PVC | FRLSH | 2.5 | Unshielded | Upto 1100V | 14 CORE | OEM | FRLSH | 2.5 SQMM X 14 CORE Unarmoured Copper CABLE | https://drive.google.com/file/d/1d_9PwBDObNkFhlNIupGOXcaF7o25X_n4/view?usp=sharing
36 | LDC | Industrial Flexible (FRLS) Insulated Cable - IS 694:1990 | Flexible (FRLS) Insulated Cable - | 16/0.20 | 5 | Per Meter | Polycab | 237 | 40 % | 395 | IN STOCK | Copper | Unarmoured | BLACK | Class 5 (Flexible) | PVC | FRLSH | 0.5 | Unshielded | Upto 1100V | 16 CORE | OEM | FRLSH | 0.5 SQMM X 16 CORE Unarmoured Copper CABLE | https://drive.google.com/file/d/1d_9PwBDObNkFhlNIupGOXcaF7o25X_n4/view?usp=sharing
37 | LDC | Industrial Flexible (FRLS) Insulated Cable - IS 694:1990 | Flexible (FRLS) Insulated Cable - | 24/0.20 | 8 | Per Meter | Polycab | 343.2 | 40 % | 572 | IN STOCK | Copper | Unarmoured | BLACK | Class 5 (Flexible) | PVC | FRLSH | 0.75 | Unshielded | Upto 1100V | 16 CORE | OEM | FRLSH | 0.75 SQMM X 16 CORE Unarmoured Copper CABLE | https://drive.google.com/file/d/1d_9PwBDObNkFhlNIupGOXcaF7o25X_n4/view?usp=sharing
38 | LDC | Industrial Flexible (FRLS) Insulated Cable - IS 694:1990 | Flexible (FRLS) Insulated Cable - | 32/0.20 | 13 | Per Meter | Polycab | 451.2 | 40 % | 752 | IN STOCK | Copper | Unarmoured | BLACK | Class 5 (Flexible) | PVC | FRLSH | 1 | Unshielded | Upto 1100V | 16 CORE | OEM | FRLSH | 1 SQMM X 16 CORE Unarmoured Copper CABLE | https://drive.google.com/file/d/1d_9PwBDObNkFhlNIupGOXcaF7o25X_n4/view?usp=sharing
39 | LDC | Industrial Flexible (FRLS) Insulated Cable - IS 694:1990 | Flexible (FRLS) Insulated Cable - | 30/0.25 | 17 | Per Meter | Polycab | 646.8 | 40 % | 1078 | IN STOCK | Copper | Unarmoured | BLACK | Class 5 (Flexible) | PVC | FRLSH | 1.5 | Unshielded | Upto 1100V | 16 CORE | OEM | FRLSH | 1.5 SQMM X 16 CORE Unarmoured Copper CABLE | https://drive.google.com/file/d/1d_9PwBDObNkFhlNIupGOXcaF7o25X_n4/view?usp=sharing
40 | LDC | Industrial Flexible (FRLS) Insulated Cable - IS 694:1990 | Flexible (FRLS) Insulated Cable - | 50/0.25 | 24 | Per Meter | Polycab | 1066.2 | 40 % | 1777 | IN STOCK | Copper | Unarmoured | BLACK | Class 5 (Flexible) | PVC | FRLSH | 2.5 | Unshielded | Upto 1100V | 16 CORE | OEM | FRLSH | 2.5 SQMM X 16 CORE Unarmoured Copper CABLE | https://drive.google.com/file/d/1d_9PwBDObNkFhlNIupGOXcaF7o25X_n4/view?usp=sharing
41 | LDC | Industrial Flexible (FRLS) Insulated Cable - IS 694:1990 | Flexible (FRLS) Insulated Cable - | 16/0.20 | 5 | Per Meter | Polycab | 277.8 | 40 % | 463 | IN STOCK | Copper | Unarmoured | BLACK | Class 5 (Flexible) | PVC | FRLSH | 0.5 | Unshielded | Upto 1100V | 19 CORE | OEM | FRLSH | 0.5 SQMM X 19 CORE Unarmoured Copper CABLE | https://drive.google.com/file/d/1Dv5_c7SWLtwRiN_JFyBOg-9wcepFa3aP/view?usp=sharing
42 | LDC | Industrial Flexible (FRLS) Insulated Cable - IS 694:1990 | Flexible (FRLS) Insulated Cable - | 24/0.20 | 8 | Per Meter | Polycab | 406.8 | 40 % | 678 | IN STOCK | Copper | Unarmoured | BLACK | Class 5 (Flexible) | PVC | FRLSH | 0.75 | Unshielded | Upto 1100V | 19 CORE | OEM | FRLSH | 0.75 SQMM X 19 CORE Unarmoured Copper CABLE | https://drive.google.com/file/d/1Dv5_c7SWLtwRiN_JFyBOg-9wcepFa3aP/view?usp=sharing
43 | LDC | Industrial Flexible (FRLS) Insulated Cable - IS 694:1990 | Flexible (FRLS) Insulated Cable - | 32/0.20 | 13 | Per Meter | Polycab | 531.6 | 40 % | 886 | IN STOCK | Copper | Unarmoured | BLACK | Class 5 (Flexible) | PVC | FRLSH | 1 | Unshielded | Upto 1100V | 19 CORE | OEM | FRLSH | 1 SQMM X 19 CORE Unarmoured Copper CABLE | https://drive.google.com/file/d/1Dv5_c7SWLtwRiN_JFyBOg-9wcepFa3aP/view?usp=sharing
44 | LDC | Industrial Flexible (FRLS) Insulated Cable - IS 694:1990 | Flexible (FRLS) Insulated Cable - | 30/0.25 | 17 | Per Meter | Polycab | 765.6 | 40 % | 1276 | IN STOCK | Copper | Unarmoured | BLACK | Class 5 (Flexible) | PVC | FRLSH | 1.5 | Unshielded | Upto 1100V | 19 CORE | OEM | FRLSH | 1.5 SQMM X 19 CORE Unarmoured Copper CABLE | https://drive.google.com/file/d/1Dv5_c7SWLtwRiN_JFyBOg-9wcepFa3aP/view?usp=sharing
45 | LDC | Industrial Flexible (FRLS) Insulated Cable - IS 694:1990 | Flexible (FRLS) Insulated Cable - | 50/0.25 | 24 | Per Meter | Polycab | 1267.8 | 40 % | 2113 | IN STOCK | Copper | Unarmoured | BLACK | Class 5 (Flexible) | PVC | FRLSH | 2.5 | Unshielded | Upto 1100V | 19 CORE | OEM | FRLSH | 2.5 SQMM X 19 CORE Unarmoured Copper CABLE | https://drive.google.com/file/d/1Dv5_c7SWLtwRiN_JFyBOg-9wcepFa3aP/view?usp=sharing
46 | LDC | Industrial Flexible (FRLS) Insulated Cable - IS 694:1990 | Flexible (FRLS) Insulated Cable - | 16/0.20 | 5 | Per Meter | Polycab | 33.09 | 40 % | 55.15 | IN STOCK | Copper | Unarmoured | BLACK | Class 5 (Flexible) | PVC | PVC | 0.5 | Unshielded | Upto 1100V | 2 CORE | OEM | PVC | 0.5 SQMM X 2 CORE Unarmoured Copper CABLE | https://drive.google.com/file/d/166UBZ0XzhlqYum1lFbT65GkJTGdIwIPB/view?usp=sharing
47 | LDC | Industrial Flexible (FRLS) Insulated Cable - IS 694:1990 | Flexible (FRLS) Insulated Cable - | 24/0.20 | 8 | Per Meter | Polycab | 47.1 | 40 % | 78.5 | IN STOCK | Copper | Unarmoured | BLACK | Class 5 (Flexible) | PVC | PVC | 0.75 | Unshielded | Upto 1100V | 2 CORE | OEM | PVC | 0.75 SQMM X 2 CORE Unarmoured Copper CABLE | https://drive.google.com/file/d/166UBZ0XzhlqYum1lFbT65GkJTGdIwIPB/view?usp=sharing
48 | LDC | Industrial Flexible (FRLS) Insulated Cable - IS 694:1990 | Flexible (FRLS) Insulated Cable - | 32/0.20 | 13 | Per Meter | Polycab | 58.86 | 40 % | 98.1 | IN STOCK | Copper | Unarmoured | BLACK | Class 5 (Flexible) | PVC | PVC | 1 | Unshielded | Upto 1100V | 2 CORE | OEM | PVC | 1 SQMM X 2 CORE Unarmoured Copper CABLE | https://drive.google.com/file/d/166UBZ0XzhlqYum1lFbT65GkJTGdIwIPB/view?usp=sharing
49 | LDC | Industrial Flexible (FRLS) Insulated Cable - IS 694:1990 | Flexible (FRLS) Insulated Cable - | 30/0.25 | 17 | Per Meter | Polycab | 82.5 | 40 % | 137.5 | IN STOCK | Copper | Unarmoured | BLACK | Class 5 (Flexible) | PVC | PVC | 1.5 | Unshielded | Upto 1100V | 2 CORE | OEM | PVC | 1.5 SQMM X 2 CORE Unarmoured Copper CABLE | https://drive.google.com/file/d/166UBZ0XzhlqYum1lFbT65GkJTGdIwIPB/view?usp=sharing
50 | LDC | Industrial Flexible (FRLS) Insulated Cable - IS 694:1990 | Flexible (FRLS) Insulated Cable - | 50/0.25 | 24 | Per Meter | Polycab | 132.45 | 40 % | 220.75 | IN STOCK | Copper | Unarmoured | BLACK | Class 5 (Flexible) | PVC | PVC | 2.5 | Unshielded | Upto 1100V | 2 CORE | OEM | PVC | 2.5 SQMM X 2 CORE Unarmoured Copper CABLE | https://drive.google.com/file/d/166UBZ0XzhlqYum1lFbT65GkJTGdIwIPB/view?usp=sharing
51 | LDC | Industrial Flexible (FRLS) Insulated Cable - IS 694:1990 | Flexible (FRLS) Insulated Cable - | 56/0.30 | 30 | Per Meter | Polycab | 199.8 | 40 % | 333 | IN STOCK | Copper | Unarmoured | BLACK | Class 5 (Flexible) | PVC | PVC | 4 | Unshielded | Upto 1100V | 2 CORE | OEM | PVC | 4 SQMM X 2 CORE Unarmoured Copper CABLE | https://drive.google.com/file/d/166UBZ0XzhlqYum1lFbT65GkJTGdIwIPB/view?usp=sharing
52 | LDC | Industrial Flexible (FRLS) Insulated Cable - IS 694:1990 | Flexible (FRLS) Insulated Cable - | 84/0.30 | 38 | Per Meter | Polycab | 295.8 | 40 % | 493 | IN STOCK | Copper | Unarmoured | BLACK | Class 5 (Flexible) | PVC | PVC | 6 | Unshielded | Upto 1100V | 2 CORE | OEM | PVC | 6 SQMM X 2 CORE Unarmoured Copper CABLE | https://drive.google.com/file/d/166UBZ0XzhlqYum1lFbT65GkJTGdIwIPB/view?usp=sharing
53 | LDC | Industrial Flexible (FRLS) Insulated Cable - IS 694:1990 | Flexible (FRLS) Insulated Cable - | 80/0.40 | 52 | Per Meter | Polycab | 507 | 40 % | 845 | IN STOCK | Copper | Unarmoured | BLACK | Class 5 (Flexible) | PVC | PVC | 10 | Unshielded | Upto 1100V | 2 CORE | OEM | PVC | 10 SQMM X 2 CORE Unarmoured Copper CABLE | https://drive.google.com/file/d/166UBZ0XzhlqYum1lFbT65GkJTGdIwIPB/view?usp=sharing
54 | LDC | Industrial Flexible (FRLS) Insulated Cable - IS 694:1990 | Flexible (FRLS) Insulated Cable - | 126/0.4 | 70 | Per Meter | Polycab | 785.4 | 40 % | 1309 | IN STOCK | Copper | Unarmoured | BLACK | Class 5 (Flexible) | PVC | FRLSH | 16 | Unshielded | Upto 1100V | 2 CORE | OEM | FRLSH | 16 SQMM X 2 CORE Unarmoured Copper CABLE | https://drive.google.com/file/d/166UBZ0XzhlqYum1lFbT65GkJTGdIwIPB/view?usp=sharing
55 | LDC | Industrial Flexible (FRLS) Insulated Cable - IS 694:1990 | Flexible (FRLS) Insulated Cable - | 196/0.4 | 88 | Per Meter | Polycab | 1318.2 | 40 % | 2197 | IN STOCK | Copper | Unarmoured | BLACK | Class 5 (Flexible) | PVC | FRLSH | 25 | Unshielded | Upto 1100V | 2 CORE | OEM | FRLSH | 25 SQMM X 2 CORE Unarmoured Copper CABLE | https://drive.google.com/file/d/166UBZ0XzhlqYum1lFbT65GkJTGdIwIPB/view?usp=sharing
56 | LDC | Industrial Flexible (FRLS) Insulated Cable - IS 694:1990 | Flexible (FRLS) Insulated Cable - | 276/0.4 | 110 | Per Meter | Polycab | 1831.8 | 40 % | 3053 | IN STOCK | Copper | Unarmoured | BLACK | Class 5 (Flexible) | PVC | FRLSH | 35 | Unshielded | Upto 1100V | 2 CORE | OEM | FRLSH | 35 SQMM X 2 CORE Unarmoured Copper CABLE | https://drive.google.com/file/d/166UBZ0XzhlqYum1lFbT65GkJTGdIwIPB/view?usp=sharing
57 | LDC | Industrial Flexible (FRLS) Insulated Cable - IS 694:1990 | Flexible (FRLS) Insulated Cable - | 396/0.4 | 145 | Per Meter | Polycab | 2599.2 | 40 % | 4332 | IN STOCK | Copper | Unarmoured | BLACK | Class 5 (Flexible) | PVC | FRLSH | 50 | Unshielded | Upto 1100V | 2 CORE | OEM | FRLSH | 50 SQMM X 2 CORE Unarmoured Copper CABLE | https://drive.google.com/file/d/166UBZ0XzhlqYum1lFbT65GkJTGdIwIPB/view?usp=sharing
58 | LDC | Industrial Flexible (FRLS) Insulated Cable - IS 694:1990 | Flexible (FRLS) Insulated Cable - | 354/0.5 | 215 | Per Meter | Polycab | 3649.8 | 40 % | 6083 | IN STOCK | Copper | Unarmoured | BLACK | Class 5 (Flexible) | PVC | FRLSH | 70 | Unshielded | Upto 1100V | 2 CORE | OEM | FRLSH | 70 SQMM X 2 CORE Unarmoured Copper CABLE | https://drive.google.com/file/d/166UBZ0XzhlqYum1lFbT65GkJTGdIwIPB/view?usp=sharing
59 | LDC | Industrial Flexible (FRLS) Insulated Cable - IS 694:1990 | Flexible (FRLS) Insulated Cable - | 16/0.20 | 5 | Per Meter | Polycab | 349.2 | 40 % | 582 | IN STOCK | Copper | Unarmoured | BLACK | Class 5 (Flexible) | PVC | FRLSH | 0.5 | Unshielded | Upto 1100V | 24 CORE | OEM | FRLSH | 0.5 SQMM X 24 CORE Unarmoured Copper CABLE | https://drive.google.com/file/d/1Dv5_c7SWLtwRiN_JFyBOg-9wcepFa3aP/view?usp=sharing
60 | LDC | Industrial Flexible (FRLS) Insulated Cable - IS 694:1990 | Flexible (FRLS) Insulated Cable - | 24/0.20 | 8 | Per Meter | Polycab | 510.6 | 40 % | 851 | IN STOCK | Copper | Unarmoured | BLACK | Class 5 (Flexible) | PVC | FRLSH | 0.75 | Unshielded | Upto 1100V | 24 CORE | OEM | FRLSH | 0.75 SQMM X 24 CORE Unarmoured Copper CABLE | https://drive.google.com/file/d/1Dv5_c7SWLtwRiN_JFyBOg-9wcepFa3aP/view?usp=sharing
61 | LDC | Industrial Flexible (FRLS) Insulated Cable - IS 694:1990 | Flexible (FRLS) Insulated Cable - | 32/0.20 | 13 | Per Meter | Polycab | 668.4 | 40 % | 1114 | IN STOCK | Copper | Unarmoured | BLACK | Class 5 (Flexible) | PVC | FRLSH | 1 | Unshielded | Upto 1100V | 24 CORE | OEM | FRLSH | 1 SQMM X 24 CORE Unarmoured Copper CABLE | https://drive.google.com/file/d/1Dv5_c7SWLtwRiN_JFyBOg-9wcepFa3aP/view?usp=sharing
62 | LDC | Industrial Flexible (FRLS) Insulated Cable - IS 694:1990 | Flexible (FRLS) Insulated Cable - | 30/0.25 | 17 | Per Meter | Polycab | 967.2 | 40 % | 1612 | IN STOCK | Copper | Unarmoured | BLACK | Class 5 (Flexible) | PVC | FRLSH | 1.5 | Unshielded | Upto 1100V | 24 CORE | OEM | FRLSH | 1.5 SQMM X 24 CORE Unarmoured Copper CABLE | https://drive.google.com/file/d/1Dv5_c7SWLtwRiN_JFyBOg-9wcepFa3aP/view?usp=sharing
63 | LDC | Industrial Flexible (FRLS) Insulated Cable - IS 694:1990 | Flexible (FRLS) Insulated Cable - | 50/0.25 | 24 | Per Meter | Polycab | 1600.2 | 40 % | 2667 | IN STOCK | Copper | Unarmoured | BLACK | Class 5 (Flexible) | PVC | FRLSH | 2.5 | Unshielded | Upto 1100V | 24 CORE | OEM | FRLSH | 2.5 SQMM X 24 CORE Unarmoured Copper CABLE | https://drive.google.com/file/d/1Dv5_c7SWLtwRiN_JFyBOg-9wcepFa3aP/view?usp=sharing
64 | LDC | Industrial Flexible (FRLS) Insulated Cable - IS 694:1990 | Flexible (FRLS) Insulated Cable - | 16/0.20 | 5 | Per Meter | Polycab | 46.41 | 40 % | 77.35 | IN STOCK | Copper | Unarmoured | BLACK | Class 5 (Flexible) | PVC | PVC | 0.5 | Unshielded | Upto 1100V | 3 CORE | OEM | PVC | 0.5 SQMM X 3 CORE Unarmoured Copper CABLE | https://drive.google.com/file/d/19dTUs0RvB14RV7b06WQ9TvVcgKiKT7VK/view?usp=sharing
65 | LDC | Industrial Flexible (FRLS) Insulated Cable - IS 694:1990 | Flexible (FRLS) Insulated Cable - | 24/0.20 | 8 | Per Meter | Polycab | 64.95 | 40 % | 108.25 | IN STOCK | Copper | Unarmoured | BLACK | Class 5 (Flexible) | PVC | PVC | 0.75 | Unshielded | Upto 1100V | 3 CORE | OEM | PVC | 0.75 SQMM X 3 CORE Unarmoured Copper CABLE | https://drive.google.com/file/d/19dTUs0RvB14RV7b06WQ9TvVcgKiKT7VK/view?usp=sharing
66 | LDC | Industrial Flexible (FRLS) Insulated Cable - IS 694:1990 | Flexible (FRLS) Insulated Cable - | 32/0.20 | 13 | Per Meter | Polycab | 84 | 40 % | 140 | IN STOCK | Copper | Unarmoured | BLACK | Class 5 (Flexible) | PVC | PVC | 1 | Unshielded | Upto 1100V | 3 CORE | OEM | PVC | 1 SQMM X 3 CORE Unarmoured Copper CABLE | https://drive.google.com/file/d/19dTUs0RvB14RV7b06WQ9TvVcgKiKT7VK/view?usp=sharing
67 | LDC | Industrial Flexible (FRLS) Insulated Cable - IS 694:1990 | Flexible (FRLS) Insulated Cable - | 30/0.25 | 17 | Per Meter | Polycab | 117.66 | 40 % | 196.1 | IN STOCK | Copper | Unarmoured | BLACK | Class 5 (Flexible) | PVC | PVC | 1.5 | Unshielded | Upto 1100V | 3 CORE | OEM | PVC | 1.5 SQMM X 3 CORE Unarmoured Copper CABLE | https://drive.google.com/file/d/19dTUs0RvB14RV7b06WQ9TvVcgKiKT7VK/view?usp=sharing
68 | LDC | Industrial Flexible (FRLS) Insulated Cable - IS 694:1990 | Flexible (FRLS) Insulated Cable - | 50/0.25 | 24 | Per Meter | Polycab | 189 | 40 % | 315 | IN STOCK | Copper | Unarmoured | BLACK | Class 5 (Flexible) | PVC | PVC | 2.5 | Unshielded | Upto 1100V | 3 CORE | OEM | PVC | 2.5 SQMM X 3 CORE Unarmoured Copper CABLE | https://drive.google.com/file/d/19dTUs0RvB14RV7b06WQ9TvVcgKiKT7VK/view?usp=sharing
69 | LDC | Industrial Flexible (FRLS) Insulated Cable - IS 694:1990 | Flexible (FRLS) Insulated Cable - | 56/0.30 | 30 | Per Meter | Polycab | 291.6 | 40 % | 486 | IN STOCK | Copper | Unarmoured | BLACK | Class 5 (Flexible) | PVC | PVC | 4 | Unshielded | Upto 1100V | 3 CORE | OEM | PVC | 4 SQMM X 3 CORE Unarmoured Copper CABLE | https://drive.google.com/file/d/19dTUs0RvB14RV7b06WQ9TvVcgKiKT7VK/view?usp=sharing
70 | LDC | Industrial Flexible (FRLS) Insulated Cable - IS 694:1990 | Flexible (FRLS) Insulated Cable - | 84/0.30 | 38 | Per Meter | Polycab | 431.4 | 40 % | 719 | IN STOCK | Copper | Unarmoured | BLACK | Class 5 (Flexible) | PVC | PVC | 6 | Unshielded | Upto 1100V | 3 CORE | OEM | PVC | 6 SQMM X 3 CORE Unarmoured Copper CABLE | https://drive.google.com/file/d/19dTUs0RvB14RV7b06WQ9TvVcgKiKT7VK/view?usp=sharing
71 | LDC | Industrial Flexible (FRLS) Insulated Cable - IS 694:1990 | Flexible (FRLS) Insulated Cable - | 80/0.40 | 52 | Per Meter | Polycab | 744.6 | 40 % | 1241 | IN STOCK | Copper | Unarmoured | BLACK | Class 5 (Flexible) | PVC | PVC | 10 | Unshielded | Upto 1100V | 3 CORE | OEM | PVC | 10 SQMM X 3 CORE Unarmoured Copper CABLE | https://drive.google.com/file/d/19dTUs0RvB14RV7b06WQ9TvVcgKiKT7VK/view?usp=sharing
72 | LDC | Industrial Flexible (FRLS) Insulated Cable - IS 694:1990 | Flexible (FRLS) Insulated Cable - | 126/0.4 | 70 | Per Meter | Polycab | 1150.2 | 40 % | 1917 | IN STOCK | Copper | Unarmoured | BLACK | Class 5 (Flexible) | PVC | FRLSH | 16 | Unshielded | Upto 1100V | 3 CORE | OEM | FRLSH | 16 SQMM X 3 CORE Unarmoured Copper CABLE | https://drive.google.com/file/d/19dTUs0RvB14RV7b06WQ9TvVcgKiKT7VK/view?usp=sharing
73 | LDC | Industrial Flexible (FRLS) Insulated Cable - IS 694:1990 | Flexible (FRLS) Insulated Cable - | 196/0.4 | 88 | Per Meter | Polycab | 1927.8 | 40 % | 3213 | IN STOCK | Copper | Unarmoured | BLACK | Class 5 (Flexible) | PVC | FRLSH | 25 | Unshielded | Upto 1100V | 3 CORE | OEM | FRLSH | 25 SQMM X 3 CORE Unarmoured Copper CABLE | https://drive.google.com/file/d/19dTUs0RvB14RV7b06WQ9TvVcgKiKT7VK/view?usp=sharing
74 | LDC | Industrial Flexible (FRLS) Insulated Cable - IS 694:1990 | Flexible (FRLS) Insulated Cable - | 276/0.4 | 110 | Per Meter | Polycab | 2689.2 | 40 % | 4482 | IN STOCK | Copper | Unarmoured | BLACK | Class 5 (Flexible) | PVC | FRLSH | 35 | Unshielded | Upto 1100V | 3 CORE | OEM | FRLSH | 35 SQMM X 3 CORE Unarmoured Copper CABLE | https://drive.google.com/file/d/19dTUs0RvB14RV7b06WQ9TvVcgKiKT7VK/view?usp=sharing
75 | LDC | Industrial Flexible (FRLS) Insulated Cable - IS 694:1990 | Flexible (FRLS) Insulated Cable - | 396/0.4 | 145 | Per Meter | Polycab | 3830.4 | 40 % | 6384 | IN STOCK | Copper | Unarmoured | BLACK | Class 5 (Flexible) | PVC | FRLSH | 50 | Unshielded | Upto 1100V | 3 CORE | OEM | FRLSH | 50 SQMM X 3 CORE Unarmoured Copper CABLE | https://drive.google.com/file/d/19dTUs0RvB14RV7b06WQ9TvVcgKiKT7VK/view?usp=sharing
76 | LDC | Industrial Flexible (FRLS) Insulated Cable - IS 694:1990 | Flexible (FRLS) Insulated Cable - | 354/0.5 | 215 | Per Meter | Polycab | 5329.8 | 40 % | 8883 | IN STOCK | Copper | Unarmoured | BLACK | Class 5 (Flexible) | PVC | FRLSH | 70 | Unshielded | Upto 1100V | 3 CORE | OEM | FRLSH | 70 SQMM X 3 CORE Unarmoured Copper CABLE | https://drive.google.com/file/d/19dTUs0RvB14RV7b06WQ9TvVcgKiKT7VK/view?usp=sharing
77 | LDC | Industrial Flexible (FRLS) Insulated Cable - IS 694:1990 | Flexible (FRLS) Insulated Cable - | 484/0.5 | 260 | Per Meter | Polycab | 7342.2 | 40 % | 12237 | IN STOCK | Copper | Unarmoured | BLACK | Class 5 (Flexible) | PVC | FRLSH | 95 | Unshielded | Upto 1100V | 3 CORE | OEM | FRLSH | 95 SQMM X 3 CORE Unarmoured Copper CABLE | https://drive.google.com/file/d/19dTUs0RvB14RV7b06WQ9TvVcgKiKT7VK/view?usp=sharing
78 | LDC | Industrial Flexible (FRLS) Insulated Cable - IS 694:1990 | Flexible (FRLS) Insulated Cable - | 608/0.5 | 305 | Per Meter | Polycab | 9386.4 | 40 % | 15644 | IN STOCK | Copper | Unarmoured | BLACK | Class 5 (Flexible) | PVC | FRLSH | 120 | Unshielded | Upto 1100V | 3 CORE | OEM | FRLSH | 120 SQMM X 3 CORE Unarmoured Copper CABLE | https://drive.google.com/file/d/19dTUs0RvB14RV7b06WQ9TvVcgKiKT7VK/view?usp=sharing
79 | LDC | Industrial Flexible (FRLS) Insulated Cable - IS 694:1990 | Flexible (FRLS) Insulated Cable - | 750/0.5 | 355 | Per Meter | Polycab | 11826.6 | 40 % | 19711 | IN STOCK | Copper | Unarmoured | BLACK | Class 5 (Flexible) | PVC | FRLSH | 150 | Unshielded | Upto 1100V | 3 CORE | OEM | FRLSH | 150 SQMM X 3 CORE Unarmoured Copper CABLE | https://drive.google.com/file/d/19dTUs0RvB14RV7b06WQ9TvVcgKiKT7VK/view?usp=sharing
80 | LDC | Industrial Flexible (FRLS) Insulated Cable - IS 694:1990 | Flexible (FRLS) Insulated Cable - | 925/0.5 | 415 | Per Meter | Polycab | 14271.6 | 40 % | 23786 | IN STOCK | Copper | Unarmoured | BLACK | Class 5 (Flexible) | PVC | FRLSH | 185 | Unshielded | Upto 1100V | 3 CORE | OEM | FRLSH | 185 SQMM X 3 CORE Unarmoured Copper CABLE | https://drive.google.com/file/d/19dTUs0RvB14RV7b06WQ9TvVcgKiKT7VK/view?usp=sharing
81 | LDC | Industrial Flexible (FRLS) Insulated Cable - IS 694:1990 | Flexible (FRLS) Insulated Cable - | 1210/0.5 | 500 | Per Meter | Polycab | 19022.4 | 40 % | 31704 | IN STOCK | Copper | Unarmoured | BLACK | Class 5 (Flexible) | PVC | FRLSH | 240 | Unshielded | Upto 1100V | 3 CORE | OEM | FRLSH | 240 SQMM X 3 CORE Unarmoured Copper CABLE | https://drive.google.com/file/d/19dTUs0RvB14RV7b06WQ9TvVcgKiKT7VK/view?usp=sharing
82 | LDC | Industrial Flexible (FRLS) Insulated Cable - IS 694:1990 | Flexible (FRLS) Insulated Cable - | 1527/0.5 | 585 | Per Meter | Polycab | 23212.8 | 40 % | 38688 | IN STOCK | Copper | Unarmoured | BLACK | Class 5 (Flexible) | PVC | FRLSH | 300 | Unshielded | Upto 1100V | 3 CORE | OEM | FRLSH | 300 SQMM X 3 CORE Unarmoured Copper CABLE | https://drive.google.com/file/d/19dTUs0RvB14RV7b06WQ9TvVcgKiKT7VK/view?usp=sharing
83 | LDC | Industrial Flexible (FRLS) Insulated Cable - IS 694:1990 | Flexible (FRLS) Insulated Cable - | 2036/0.5 | 695 | Per Meter | Polycab | 30366.6 | 40 % | 50611 | IN STOCK | Copper | Unarmoured | BLACK | Class 5 (Flexible) | PVC | FRLSH | 400 | Unshielded | Upto 1100V | 3 CORE | OEM | FRLSH | 400 SQMM X 3 CORE Unarmoured Copper CABLE | https://drive.google.com/file/d/19dTUs0RvB14RV7b06WQ9TvVcgKiKT7VK/view?usp=sharing
84 | LDC | Industrial Flexible (FRLS) Insulated Cable - IS 694:1990 | Flexible (FRLS) Insulated Cable - | 16/0.20 | 5 | Per Meter | Polycab | 60.9 | 40 % | 101.5 | IN STOCK | Copper | Unarmoured | BLACK | Class 5 (Flexible) | PVC | PVC | 0.5 | Unshielded | Upto 1100V | 4 CORE | OEM | PVC | 0.5 SQMM X 4 CORE Unarmoured Copper CABLE | https://drive.google.com/file/d/13VFKkHl3v-6KEnITmlajXF23yBdgjePb/view?usp=sharing
85 | LDC | Industrial Flexible (FRLS) Insulated Cable - IS 694:1990 | Flexible (FRLS) Insulated Cable - | 24/0.20 | 8 | Per Meter | Polycab | 85.92 | 40 % | 143.2 | IN STOCK | Copper | Unarmoured | BLACK | Class 5 (Flexible) | PVC | PVC | 0.75 | Unshielded | Upto 1100V | 4 CORE | OEM | PVC | 0.75 SQMM X 4 CORE Unarmoured Copper CABLE | https://drive.google.com/file/d/13VFKkHl3v-6KEnITmlajXF23yBdgjePb/view?usp=sharing
86 | LDC | Industrial Flexible (FRLS) Insulated Cable - IS 694:1990 | Flexible (FRLS) Insulated Cable - | 32/0.20 | 13 | Per Meter | Polycab | 110.7 | 40 % | 184.5 | IN STOCK | Copper | Unarmoured | BLACK | Class 5 (Flexible) | PVC | PVC | 1 | Unshielded | Upto 1100V | 4 CORE | OEM | PVC | 1 SQMM X 4 CORE Unarmoured Copper CABLE | https://drive.google.com/file/d/13VFKkHl3v-6KEnITmlajXF23yBdgjePb/view?usp=sharing
87 | LDC | Industrial Flexible (FRLS) Insulated Cable - IS 694:1990 | Flexible (FRLS) Insulated Cable - | 30/0.25 | 17 | Per Meter | Polycab | 157.29 | 40 % | 262.15 | IN STOCK | Copper | Unarmoured | BLACK | Class 5 (Flexible) | PVC | PVC | 1.5 | Unshielded | Upto 1100V | 4 CORE | OEM | PVC | 1.5 SQMM X 4 CORE Unarmoured Copper CABLE | https://drive.google.com/file/d/13VFKkHl3v-6KEnITmlajXF23yBdgjePb/view?usp=sharing
88 | LDC | Industrial Flexible (FRLS) Insulated Cable - IS 694:1990 | Flexible (FRLS) Insulated Cable - | 50/0.25 | 24 | Per Meter | Polycab | 255.9 | 40 % | 426.5 | IN STOCK | Copper | Unarmoured | BLACK | Class 5 (Flexible) | PVC | PVC | 2.5 | Unshielded | Upto 1100V | 4 CORE | OEM | PVC | 2.5 SQMM X 4 CORE Unarmoured Copper CABLE | https://drive.google.com/file/d/13VFKkHl3v-6KEnITmlajXF23yBdgjePb/view?usp=sharing
89 | LDC | Industrial Flexible (FRLS) Insulated Cable - IS 694:1990 | Flexible (FRLS) Insulated Cable - | 56/0.30 | 30 | Per Meter | Polycab | 382.8 | 40 % | 638 | IN STOCK | Copper | Unarmoured | BLACK | Class 5 (Flexible) | PVC | PVC | 4 | Unshielded | Upto 1100V | 4 CORE | OEM | PVC | 4 SQMM X 4 CORE Unarmoured Copper CABLE | https://drive.google.com/file/d/13VFKkHl3v-6KEnITmlajXF23yBdgjePb/view?usp=sharing
90 | LDC | Industrial Flexible (FRLS) Insulated Cable - IS 694:1990 | Flexible (FRLS) Insulated Cable - | 84/0.30 | 38 | Per Meter | Polycab | 570.6 | 40 % | 951 | IN STOCK | Copper | Unarmoured | BLACK | Class 5 (Flexible) | PVC | PVC | 6 | Unshielded | Upto 1100V | 4 CORE | OEM | PVC | 6 SQMM X 4 CORE Unarmoured Copper CABLE | https://drive.google.com/file/d/13VFKkHl3v-6KEnITmlajXF23yBdgjePb/view?usp=sharing
91 | LDC | Industrial Flexible (FRLS) Insulated Cable - IS 694:1990 | Flexible (FRLS) Insulated Cable - | 80/0.40 | 52 | Per Meter | Polycab | 981.6 | 40 % | 1636 | IN STOCK | Copper | Unarmoured | BLACK | Class 5 (Flexible) | PVC | PVC | 10 | Unshielded | Upto 1100V | 4 CORE | OEM | PVC | 10 SQMM X 4 CORE Unarmoured Copper CABLE | https://drive.google.com/file/d/13VFKkHl3v-6KEnITmlajXF23yBdgjePb/view?usp=sharing
92 | LDC | Industrial Flexible (FRLS) Insulated Cable - IS 694:1990 | Flexible (FRLS) Insulated Cable - | 126/0.4 | 70 | Per Meter | Polycab | 1521 | 40 % | 2535 | IN STOCK | Copper | Unarmoured | BLACK | Class 5 (Flexible) | PVC | FRLSH | 16 | Unshielded | Upto 1100V | 4 CORE | OEM | FRLSH | 16 SQMM X 4 CORE Unarmoured Copper CABLE | https://drive.google.com/file/d/13VFKkHl3v-6KEnITmlajXF23yBdgjePb/view?usp=sharing
93 | LDC | Industrial Flexible (FRLS) Insulated Cable - IS 694:1990 | Flexible (FRLS) Insulated Cable - | 196/0.4 | 88 | Per Meter | Polycab | 2556 | 40 % | 4260 | IN STOCK | Copper | Unarmoured | BLACK | Class 5 (Flexible) | PVC | FRLSH | 25 | Unshielded | Upto 1100V | 4 CORE | OEM | FRLSH | 25 SQMM X 4 CORE Unarmoured Copper CABLE | https://drive.google.com/file/d/13VFKkHl3v-6KEnITmlajXF23yBdgjePb/view?usp=sharing
94 | LDC | Industrial Flexible (FRLS) Insulated Cable - IS 694:1990 | Flexible (FRLS) Insulated Cable - | 276/0.4 | 110 | Per Meter | Polycab | 3562.8 | 40 % | 5938 | IN STOCK | Copper | Unarmoured | BLACK | Class 5 (Flexible) | PVC | FRLSH | 35 | Unshielded | Upto 1100V | 4 CORE | OEM | FRLSH | 35 SQMM X 4 CORE Unarmoured Copper CABLE | https://drive.google.com/file/d/13VFKkHl3v-6KEnITmlajXF23yBdgjePb/view?usp=sharing
95 | LDC | Industrial Flexible (FRLS) Insulated Cable - IS 694:1990 | Flexible (FRLS) Insulated Cable - | 396/0.4 | 145 | Per Meter | Polycab | 5064.6 | 40 % | 8441 | IN STOCK | Copper | Unarmoured | BLACK | Class 5 (Flexible) | PVC | FRLSH | 50 | Unshielded | Upto 1100V | 4 CORE | OEM | FRLSH | 50 SQMM X 4 CORE Unarmoured Copper CABLE | https://drive.google.com/file/d/13VFKkHl3v-6KEnITmlajXF23yBdgjePb/view?usp=sharing
96 | LDC | Industrial Flexible (FRLS) Insulated Cable - IS 694:1990 | Flexible (FRLS) Insulated Cable - | 354/0.5 | 215 | Per Meter | Polycab | 7070.4 | 40 % | 11784 | IN STOCK | Copper | Unarmoured | BLACK | Class 5 (Flexible) | PVC | FRLSH | 70 | Unshielded | Upto 1100V | 4 CORE | OEM | FRLSH | 70 SQMM X 4 CORE Unarmoured Copper CABLE | https://drive.google.com/file/d/13VFKkHl3v-6KEnITmlajXF23yBdgjePb/view?usp=sharing
97 | LDC | Industrial Flexible (FRLS) Insulated Cable - IS 694:1990 | Flexible (FRLS) Insulated Cable - | 484/0.5 | 260 | Per Meter | Polycab | 9717.6 | 40 % | 16196 | IN STOCK | Copper | Unarmoured | BLACK | Class 5 (Flexible) | PVC | FRLSH | 95 | Unshielded | Upto 1100V | 4 CORE | OEM | FRLSH | 95 SQMM X 4 CORE Unarmoured Copper CABLE | https://drive.google.com/file/d/13VFKkHl3v-6KEnITmlajXF23yBdgjePb/view?usp=sharing
98 | LDC | Industrial Flexible (FRLS) Insulated Cable - IS 694:1990 | Flexible (FRLS) Insulated Cable - | 608/0.5 | 305 | Per Meter | Polycab | 12493.2 | 40 % | 20822 | IN STOCK | Copper | Unarmoured | BLACK | Class 5 (Flexible) | PVC | FRLSH | 120 | Unshielded | Upto 1100V | 4 CORE | OEM | FRLSH | 120 SQMM X 4 CORE Unarmoured Copper CABLE | https://drive.google.com/file/d/13VFKkHl3v-6KEnITmlajXF23yBdgjePb/view?usp=sharing
99 | LDC | Industrial Flexible (FRLS) Insulated Cable - IS 694:1990 | Flexible (FRLS) Insulated Cable - | 750/0.5 | 355 | Per Meter | Polycab | 15628.8 | 40 % | 26048 | IN STOCK | Copper | Unarmoured | BLACK | Class 5 (Flexible) | PVC | FRLSH | 150 | Unshielded | Upto 1100V | 4 CORE | OEM | FRLSH | 150 SQMM X 4 CORE Unarmoured Copper CABLE | https://drive.google.com/file/d/13VFKkHl3v-6KEnITmlajXF23yBdgjePb/view?usp=sharing
100 | LDC | Industrial Flexible (FRLS) Insulated Cable - IS 694:1990 | Flexible (FRLS) Insulated Cable - | 925/0.5 | 415 | Per Meter | Polycab | 18868.8 | 40 % | 31448 | IN STOCK | Copper | Unarmoured | BLACK | Class 5 (Flexible) | PVC | FRLSH | 185 | Unshielded | Upto 1100V | 4 CORE | OEM | FRLSH | 185 SQMM X 4 CORE Unarmoured Copper CABLE | https://drive.google.com/file/d/13VFKkHl3v-6KEnITmlajXF23yBdgjePb/view?usp=sharing
101 | LDC | Industrial Flexible (FRLS) Insulated Cable - IS 694:1990 | Flexible (FRLS) Insulated Cable - | 1210/0.5 | 500 | Per Meter | Polycab | 24981 | 40 % | 41635 | IN STOCK | Copper | Unarmoured | BLACK | Class 5 (Flexible) | PVC | FRLSH | 240 | Unshielded | Upto 1100V | 4 CORE | OEM | FRLSH | 240 SQMM X 4 CORE Unarmoured Copper CABLE | https://drive.google.com/file/d/13VFKkHl3v-6KEnITmlajXF23yBdgjePb/view?usp=sharing
102 | LDC | Industrial Flexible (FRLS) Insulated Cable - IS 694:1990 | Flexible (FRLS) Insulated Cable - | 1527/0.5 | 585 | Per Meter | Polycab | 31303.8 | 40 % | 52173 | IN STOCK | Copper | Unarmoured | BLACK | Class 5 (Flexible) | PVC | FRLSH | 300 | Unshielded | Upto 1100V | 4 CORE | OEM | FRLSH | 300 SQMM X 4 CORE Unarmoured Copper CABLE | https://drive.google.com/file/d/13VFKkHl3v-6KEnITmlajXF23yBdgjePb/view?usp=sharing
103 | LDC | Industrial Flexible (FRLS) Insulated Cable - IS 694:1990 | Flexible (FRLS) Insulated Cable - | 2036/0.5 | 695 | Per Meter | Polycab | 41740.8 | 40 % | 69568 | IN STOCK | Copper | Unarmoured | BLACK | Class 5 (Flexible) | PVC | FRLSH | 400 | Unshielded | Upto 1100V | 4 CORE | OEM | FRLSH | 400 SQMM X 4 CORE Unarmoured Copper CABLE | https://drive.google.com/file/d/13VFKkHl3v-6KEnITmlajXF23yBdgjePb/view?usp=sharing
104 | LDC | Industrial Flexible (FRLS) Insulated Cable - IS 694:1990 | Flexible (FRLS) Insulated Cable - | 16/0.20 | 5 | Per Meter | Polycab | 77.91 | 40 % | 129.85 | IN STOCK | Copper | Unarmoured | BLACK | Class 5 (Flexible) | PVC | FRLSH | 0.5 | Unshielded | Upto 1100V | 5 CORE | OEM | FRLSH | 0.5 SQMM X 5 CORE Unarmoured Copper CABLE | https://drive.google.com/file/d/1knZR4bnyCYWM3nG-uNR5PigyL99v6tJ1/view?usp=sharing
105 | LDC | Industrial Flexible (FRLS) Insulated Cable - IS 694:1990 | Flexible (FRLS) Insulated Cable - | 24/0.20 | 8 | Per Meter | Polycab | 112.2 | 40 % | 187 | IN STOCK | Copper | Unarmoured | BLACK | Class 5 (Flexible) | PVC | FRLSH | 0.75 | Unshielded | Upto 1100V | 5 CORE | OEM | FRLSH | 0.75 SQMM X 5 CORE Unarmoured Copper CABLE | https://drive.google.com/file/d/1knZR4bnyCYWM3nG-uNR5PigyL99v6tJ1/view?usp=sharing
106 | LDC | Industrial Flexible (FRLS) Insulated Cable - IS 694:1990 | Flexible (FRLS) Insulated Cable - | 32/0.20 | 13 | Per Meter | Polycab | 146.58 | 40 % | 244.3 | IN STOCK | Copper | Unarmoured | BLACK | Class 5 (Flexible) | PVC | FRLSH | 1 | Unshielded | Upto 1100V | 5 CORE | OEM | FRLSH | 1 SQMM X 5 CORE Unarmoured Copper CABLE | https://drive.google.com/file/d/1knZR4bnyCYWM3nG-uNR5PigyL99v6tJ1/view?usp=sharing
107 | LDC | Industrial Flexible (FRLS) Insulated Cable - IS 694:1990 | Flexible (FRLS) Insulated Cable - | 30/0.25 | 17 | Per Meter | Polycab | 207.18 | 40 % | 345.3 | IN STOCK | Copper | Unarmoured | BLACK | Class 5 (Flexible) | PVC | FRLSH | 1.5 | Unshielded | Upto 1100V | 5 CORE | OEM | FRLSH | 1.5 SQMM X 5 CORE Unarmoured Copper CABLE | https://drive.google.com/file/d/1knZR4bnyCYWM3nG-uNR5PigyL99v6tJ1/view?usp=sharing
108 | LDC | Industrial Flexible (FRLS) Insulated Cable - IS 694:1990 | Flexible (FRLS) Insulated Cable - | 50/0.25 | 24 | Per Meter | Polycab | 337.2 | 40 % | 562 | IN STOCK | Copper | Unarmoured | BLACK | Class 5 (Flexible) | PVC | FRLSH | 2.5 | Unshielded | Upto 1100V | 5 CORE | OEM | FRLSH | 2.5 SQMM X 5 CORE Unarmoured Copper CABLE | https://drive.google.com/file/d/1knZR4bnyCYWM3nG-uNR5PigyL99v6tJ1/view?usp=sharing
109 | LDC | Industrial Flexible (FRLS) Insulated Cable - IS 694:1990 | Flexible (FRLS) Insulated Cable - | 56/0.30 | 30 | Per Meter | Polycab | 550.2 | 40 % | 917 | IN STOCK | Copper | Unarmoured | BLACK | Class 5 (Flexible) | PVC | FRLSH | 4 | Unshielded | Upto 1100V | 5 CORE | OEM | FRLSH | 4 SQMM X 5 CORE Unarmoured Copper CABLE | https://drive.google.com/file/d/1knZR4bnyCYWM3nG-uNR5PigyL99v6tJ1/view?usp=sharing
110 | LDC | Industrial Flexible (FRLS) Insulated Cable - IS 694:1990 | Flexible (FRLS) Insulated Cable - | 84/0.30 | 38 | Per Meter | Polycab | 815.4 | 40 % | 1359 | IN STOCK | Copper | Unarmoured | BLACK | Class 5 (Flexible) | PVC | FRLSH | 6 | Unshielded | Upto 1100V | 5 CORE | OEM | FRLSH | 6 SQMM X 5 CORE Unarmoured Copper CABLE | https://drive.google.com/file/d/1knZR4bnyCYWM3nG-uNR5PigyL99v6tJ1/view?usp=sharing
111 | LDC | Industrial Flexible (FRLS) Insulated Cable - IS 694:1990 | Flexible (FRLS) Insulated Cable - | 80/0.40 | 52 | Per Meter | Polycab | 1407.6 | 40 % | 2346 | IN STOCK | Copper | Unarmoured | BLACK | Class 5 (Flexible) | PVC | FRLSH | 10 | Unshielded | Upto 1100V | 5 CORE | OEM | FRLSH | 10 SQMM X 5 CORE Unarmoured Copper CABLE | https://drive.google.com/file/d/1knZR4bnyCYWM3nG-uNR5PigyL99v6tJ1/view?usp=sharing
112 | LDC | Industrial Flexible (FRLS) Insulated Cable - IS 694:1990 | Flexible (FRLS) Insulated Cable - | 126/0.4 | 70 | Per Meter | Polycab | 2133.6 | 40 % | 3556 | IN STOCK | Copper | Unarmoured | BLACK | Class 5 (Flexible) | PVC | FRLSH | 16 | Unshielded | Upto 1100V | 5 CORE | OEM | FRLSH | 16 SQMM X 5 CORE Unarmoured Copper CABLE | https://drive.google.com/file/d/1knZR4bnyCYWM3nG-uNR5PigyL99v6tJ1/view?usp=sharing
113 | LDC | Industrial Flexible (FRLS) Insulated Cable - IS 694:1990 | Flexible (FRLS) Insulated Cable - | 196/0.4 | 88 | Per Meter | Polycab | 3394.8 | 40 % | 5658 | IN STOCK | Copper | Unarmoured | BLACK | Class 5 (Flexible) | PVC | FRLSH | 25 | Unshielded | Upto 1100V | 5 CORE | OEM | FRLSH | 25 SQMM X 5 CORE Unarmoured Copper CABLE | https://drive.google.com/file/d/1knZR4bnyCYWM3nG-uNR5PigyL99v6tJ1/view?usp=sharing
114 | LDC | Industrial Flexible (FRLS) Insulated Cable - IS 694:1990 | Flexible (FRLS) Insulated Cable - | 276/0.4 | 110 | Per Meter | Polycab | 4725 | 40 % | 7875 | IN STOCK | Copper | Unarmoured | BLACK | Class 5 (Flexible) | PVC | FRLSH | 35 | Unshielded | Upto 1100V | 5 CORE | OEM | FRLSH | 35 SQMM X 5 CORE Unarmoured Copper CABLE | https://drive.google.com/file/d/1knZR4bnyCYWM3nG-uNR5PigyL99v6tJ1/view?usp=sharing
115 | LDC | Industrial Flexible (FRLS) Insulated Cable - IS 694:1990 | Flexible (FRLS) Insulated Cable - | 396/0.4 | 145 | Per Meter | Polycab | 6744.6 | 40 % | 11241 | IN STOCK | Copper | Unarmoured | BLACK | Class 5 (Flexible) | PVC | FRLSH | 50 | Unshielded | Upto 1100V | 5 CORE | OEM | FRLSH | 50 SQMM X 5 CORE Unarmoured Copper CABLE | https://drive.google.com/file/d/1knZR4bnyCYWM3nG-uNR5PigyL99v6tJ1/view?usp=sharing
116 | LDC | Industrial Flexible (FRLS) Insulated Cable - IS 694:1990 | Flexible (FRLS) Insulated Cable - | 354/0.5 | 215 | Per Meter | Polycab | 9381 | 40 % | 15635 | IN STOCK | Copper | Unarmoured | BLACK | Class 5 (Flexible) | PVC | FRLSH | 70 | Unshielded | Upto 1100V | 5 CORE | OEM | FRLSH | 70 SQMM X 5 CORE Unarmoured Copper CABLE | https://drive.google.com/file/d/1knZR4bnyCYWM3nG-uNR5PigyL99v6tJ1/view?usp=sharing
117 | LDC | Industrial Flexible (FRLS) Insulated Cable - IS 694:1990 | Flexible (FRLS) Insulated Cable - | 16/0.20 | 5 | Per Meter | Polycab | 77.91 | 40 % | 129.85 | IN STOCK | Copper | Unarmoured | BLACK | Class 5 (Flexible) | PVC | FRLSH | 0.5 | Unshielded | Upto 1100V | 6 CORE | OEM | FRLSH | 0.5 SQMM X 6 CORE Unarmoured Copper CABLE | https://drive.google.com/file/d/1Wn1e7hms4-P9uAlJ1qUhICqPRuaSyaV4/view?usp=sharing
118 | LDC | Industrial Flexible (FRLS) Insulated Cable - IS 694:1990 | Flexible (FRLS) Insulated Cable - | 24/0.20 | 8 | Per Meter | Polycab | 133.89 | 40 % | 223.15 | IN STOCK | Copper | Unarmoured | BLACK | Class 5 (Flexible) | PVC | FRLSH | 0.75 | Unshielded | Upto 1100V | 6 CORE | OEM | FRLSH | 0.75 SQMM X 6 CORE Unarmoured Copper CABLE | https://drive.google.com/file/d/1Wn1e7hms4-P9uAlJ1qUhICqPRuaSyaV4/view?usp=sharing
119 | LDC | Industrial Flexible (FRLS) Insulated Cable - IS 694:1990 | Flexible (FRLS) Insulated Cable - | 32/0.20 | 13 | Per Meter | Polycab | 174.6 | 40 % | 291 | IN STOCK | Copper | Unarmoured | BLACK | Class 5 (Flexible) | PVC | FRLSH | 1 | Unshielded | Upto 1100V | 6 CORE | OEM | FRLSH | 1 SQMM X 6 CORE Unarmoured Copper CABLE | https://drive.google.com/file/d/1Wn1e7hms4-P9uAlJ1qUhICqPRuaSyaV4/view?usp=sharing
120 | LDC | Industrial Flexible (FRLS) Insulated Cable - IS 694:1990 | Flexible (FRLS) Insulated Cable - | 30/0.25 | 17 | Per Meter | Polycab | 245.58 | 40 % | 409.3 | IN STOCK | Copper | Unarmoured | BLACK | Class 5 (Flexible) | PVC | FRLSH | 1.5 | Unshielded | Upto 1100V | 6 CORE | OEM | FRLSH | 1.5 SQMM X 6 CORE Unarmoured Copper CABLE | https://drive.google.com/file/d/1Wn1e7hms4-P9uAlJ1qUhICqPRuaSyaV4/view?usp=sharing
121 | LDC | Industrial Flexible (FRLS) Insulated Cable - IS 694:1990 | Flexible (FRLS) Insulated Cable - | 50/0.25 | 24 | Per Meter | Polycab | 407.4 | 40 % | 679 | IN STOCK | Copper | Unarmoured | BLACK | Class 5 (Flexible) | PVC | FRLSH | 2.5 | Unshielded | Upto 1100V | 6 CORE | OEM | FRLSH | 2.5 SQMM X 6 CORE Unarmoured Copper CABLE | https://drive.google.com/file/d/1Wn1e7hms4-P9uAlJ1qUhICqPRuaSyaV4/view?usp=sharing
122 | LDC | Industrial Flexible (FRLS) Insulated Cable - IS 694:1990 | Flexible (FRLS) Insulated Cable - | 56/0.30 | 30 | Per Meter | Polycab | 658.8 | 40 % | 1098 | IN STOCK | Copper | Unarmoured | BLACK | Class 5 (Flexible) | PVC | FRLSH | 4 | Unshielded | Upto 1100V | 6 CORE | OEM | FRLSH | 4 SQMM X 6 CORE Unarmoured Copper CABLE | https://drive.google.com/file/d/1Wn1e7hms4-P9uAlJ1qUhICqPRuaSyaV4/view?usp=sharing
123 | LDC | Industrial Flexible (FRLS) Insulated Cable - IS 694:1990 | Flexible (FRLS) Insulated Cable - | 84/0.30 | 38 | Per Meter | Polycab | 976.8 | 40 % | 1628 | IN STOCK | Copper | Unarmoured | BLACK | Class 5 (Flexible) | PVC | FRLSH | 6 | Unshielded | Upto 1100V | 6 CORE | OEM | FRLSH | 6 SQMM X 6 CORE Unarmoured Copper CABLE | https://drive.google.com/file/d/1Wn1e7hms4-P9uAlJ1qUhICqPRuaSyaV4/view?usp=sharing
124 | LDC | Industrial Flexible (FRLS) Insulated Cable - IS 694:1990 | Flexible (FRLS) Insulated Cable - | 16/0.20 | 5 | Per Meter | Polycab | 105 | 40 % | 175 | IN STOCK | Copper | Unarmoured | BLACK | Class 5 (Flexible) | PVC | FRLSH | 0.5 | Unshielded | Upto 1100V | 7 CORE | OEM | FRLSH | 0.5 SQMM X 7 CORE Unarmoured Copper CABLE | https://drive.google.com/file/d/1sWi_Eh7yqjS04u8uEe8HLUf4RWnaoef_/view?usp=sharing
125 | LDC | Industrial Flexible (FRLS) Insulated Cable - IS 694:1990 | Flexible (FRLS) Insulated Cable - | 24/0.20 | 8 | Per Meter | Polycab | 153.93 | 40 % | 256.55 | IN STOCK | Copper | Unarmoured | BLACK | Class 5 (Flexible) | PVC | FRLSH | 0.75 | Unshielded | Upto 1100V | 7 CORE | OEM | FRLSH | 0.75 SQMM X 7 CORE Unarmoured Copper CABLE | https://drive.google.com/file/d/1sWi_Eh7yqjS04u8uEe8HLUf4RWnaoef_/view?usp=sharing
126 | LDC | Industrial Flexible (FRLS) Insulated Cable - IS 694:1990 | Flexible (FRLS) Insulated Cable - | 32/0.20 | 13 | Per Meter | Polycab | 200.4 | 40 % | 334 | IN STOCK | Copper | Unarmoured | BLACK | Class 5 (Flexible) | PVC | FRLSH | 1 | Unshielded | Upto 1100V | 7 CORE | OEM | FRLSH | 1 SQMM X 7 CORE Unarmoured Copper CABLE | https://drive.google.com/file/d/1sWi_Eh7yqjS04u8uEe8HLUf4RWnaoef_/view?usp=sharing
127 | LDC | Industrial Flexible (FRLS) Insulated Cable - IS 694:1990 | Flexible (FRLS) Insulated Cable - | 30/0.25 | 17 | Per Meter | Polycab | 285.6 | 40 % | 476 | IN STOCK | Copper | Unarmoured | BLACK | Class 5 (Flexible) | PVC | FRLSH | 1.5 | Unshielded | Upto 1100V | 7 CORE | OEM | FRLSH | 1.5 SQMM X 7 CORE Unarmoured Copper CABLE | https://drive.google.com/file/d/1sWi_Eh7yqjS04u8uEe8HLUf4RWnaoef_/view?usp=sharing
128 | LDC | Industrial Flexible (FRLS) Insulated Cable - IS 694:1990 | Flexible (FRLS) Insulated Cable - | 50/0.25 | 24 | Per Meter | Polycab | 469.8 | 40 % | 783 | IN STOCK | Copper | Unarmoured | BLACK | Class 5 (Flexible) | PVC | FRLSH | 2.5 | Unshielded | Upto 1100V | 7 CORE | OEM | FRLSH | 2.5 SQMM X 7 CORE Unarmoured Copper CABLE | https://drive.google.com/file/d/1sWi_Eh7yqjS04u8uEe8HLUf4RWnaoef_/view?usp=sharing
129 | LDC | Industrial Flexible (FRLS) Insulated Cable - IS 694:1990 | Flexible (FRLS) Insulated Cable - | 56/0.30 | 30 | Per Meter | Polycab | 800.4 | 40 % | 1334 | IN STOCK | Copper | Unarmoured | BLACK | Class 5 (Flexible) | PVC | FRLSH | 4 | Unshielded | Upto 1100V | 7 CORE | OEM | FRLSH | 4 SQMM X 7 CORE Unarmoured Copper CABLE | https://drive.google.com/file/d/1sWi_Eh7yqjS04u8uEe8HLUf4RWnaoef_/view?usp=sharing
130 | LDC | Industrial Flexible (FRLS) Insulated Cable - IS 694:1990 | Flexible (FRLS) Insulated Cable - | 16/0.20 | 5 | Per Meter | Polycab | 122.88 | 40 % | 204.8 | IN STOCK | Copper | Unarmoured | BLACK | Class 5 (Flexible) | PVC | FRLSH | 0.5 | Unshielded | Upto 1100V | 8 CORE | OEM | FRLSH | 0.5 SQMM X 8 CORE Unarmoured Copper CABLE | https://drive.google.com/file/d/1sWi_Eh7yqjS04u8uEe8HLUf4RWnaoef_/view?usp=sharing
131 | LDC | Industrial Flexible (FRLS) Insulated Cable - IS 694:1990 | Flexible (FRLS) Insulated Cable - | 24/0.20 | 8 | Per Meter | Polycab | 176.4 | 40 % | 294 | IN STOCK | Copper | Unarmoured | BLACK | Class 5 (Flexible) | PVC | FRLSH | 0.75 | Unshielded | Upto 1100V | 8 CORE | OEM | FRLSH | 0.75 SQMM X 8 CORE Unarmoured Copper CABLE | https://drive.google.com/file/d/1sWi_Eh7yqjS04u8uEe8HLUf4RWnaoef_/view?usp=sharing
132 | LDC | Industrial Flexible (FRLS) Insulated Cable - IS 694:1990 | Flexible (FRLS) Insulated Cable - | 32/0.20 | 13 | Per Meter | Polycab | 230.4 | 40 % | 384 | IN STOCK | Copper | Unarmoured | BLACK | Class 5 (Flexible) | PVC | FRLSH | 1 | Unshielded | Upto 1100V | 8 CORE | OEM | FRLSH | 1 SQMM X 8 CORE Unarmoured Copper CABLE | https://drive.google.com/file/d/1sWi_Eh7yqjS04u8uEe8HLUf4RWnaoef_/view?usp=sharing
133 | LDC | Industrial Flexible (FRLS) Insulated Cable - IS 694:1990 | Flexible (FRLS) Insulated Cable - | 30/0.25 | 17 | Per Meter | Polycab | 327.6 | 40 % | 546 | IN STOCK | Copper | Unarmoured | BLACK | Class 5 (Flexible) | PVC | FRLSH | 1.5 | Unshielded | Upto 1100V | 8 CORE | OEM | FRLSH | 1.5 SQMM X 8 CORE Unarmoured Copper CABLE | https://drive.google.com/file/d/1sWi_Eh7yqjS04u8uEe8HLUf4RWnaoef_/view?usp=sharing
134 | LDC | Industrial Flexible (FRLS) Insulated Cable - IS 694:1990 | Flexible (FRLS) Insulated Cable - | 50/0.25 | 24 | Per Meter | Polycab | 538.8 | 40 % | 898 | IN STOCK | Copper | Unarmoured | BLACK | Class 5 (Flexible) | PVC | FRLSH | 2.5 | Unshielded | Upto 1100V | 8 CORE | OEM | FRLSH | 2.5 SQMM X 8 CORE Unarmoured Copper CABLE | https://drive.google.com/file/d/1sWi_Eh7yqjS04u8uEe8HLUf4RWnaoef_/view?usp=sharing
135 | LDC | Industrial Flexible (FRLS) Insulated Cable - IS 694:1990 | (FRLS) Insulated Cable | 16/0.20 | 5 | Per Meter | Polycab | 0 | 40 % |  | IN STOCK | Copper | Unarmoured | BLACK | Class 5 (Flexible) | FRLSH | FRLSH | 0.5 | Unshielded | Upto 1100V | 1 CORE | OEM | FRLSH | 0.5 SQMM X 1 CORE Unarmoured Copper CABLE | https://drive.google.com/file/d/1VEGBEMbDNHXJFS5YSZQdngzO5TPxOfWN/view?usp=sharing
136 | LDC | Industrial Flexible (FRLS) Insulated Cable - IS 694:1990 | (FRLS) Insulated Cable | 24/0.20 | 8 | Per Meter | Polycab | 0 | 40 % |  | IN STOCK | Copper | Unarmoured | BLACK | Class 5 (Flexible) | FRLSH | FRLSH | 0.75 | Unshielded | Upto 1100V | 1 CORE | OEM | FRLSH | 0.75 SQMM X 1 CORE Unarmoured Copper CABLE | https://drive.google.com/file/d/1VEGBEMbDNHXJFS5YSZQdngzO5TPxOfWN/view?usp=sharing
137 | LDC | Industrial Flexible (FRLS) Insulated Cable - IS 694:1990 | (FRLS) Insulated Cable | 32/0.20 | 13 | Per Meter | Polycab | 0 | 40 % |  | IN STOCK | Copper | Unarmoured | BLACK | Class 5 (Flexible) | FRLSH | FRLSH | 1 | Unshielded | Upto 1100V | 1 CORE | OEM | FRLSH | 1 SQMM X 1 CORE Unarmoured Copper CABLE | https://drive.google.com/file/d/1VEGBEMbDNHXJFS5YSZQdngzO5TPxOfWN/view?usp=sharing
138 | LDC | Industrial Flexible (FRLS) Insulated Cable - IS 694:1990 | (FRLS) Insulated Cable | 30/0.25 | 17 | Per Meter | Polycab | 0 | 40 % |  | IN STOCK | Copper | Unarmoured | BLACK | Class 5 (Flexible) | FRLSH | FRLSH | 1.5 | Unshielded | Upto 1100V | 1 CORE | OEM | FRLSH | 1.5 SQMM X 1 CORE Unarmoured Copper CABLE | https://drive.google.com/file/d/1VEGBEMbDNHXJFS5YSZQdngzO5TPxOfWN/view?usp=sharing
139 | LDC | Industrial Flexible (FRLS) Insulated Cable - IS 694:1990 | (FRLS) Insulated Cable | 50/0.25 | 24 | Per Meter | Polycab | 0 | 40 % |  | IN STOCK | Copper | Unarmoured | BLACK | Class 5 (Flexible) | FRLSH | FRLSH | 2.5 | Unshielded | Upto 1100V | 1 CORE | OEM | FRLSH | 2.5 SQMM X 1 CORE Unarmoured Copper CABLE | https://drive.google.com/file/d/1VEGBEMbDNHXJFS5YSZQdngzO5TPxOfWN/view?usp=sharing
140 | LDC | Industrial Flexible (FRLS) Insulated Cable - IS 694:1990 | (FRLS) Insulated Cable | 56/0.30 | 30 | Per Meter | Polycab | 0 | 40 % |  | IN STOCK | Copper | Unarmoured | BLACK | Class 5 (Flexible) | FRLSH | FRLSH | 4 | Unshielded | Upto 1100V | 1 CORE | OEM | FRLSH | 4 SQMM X 1 CORE Unarmoured Copper CABLE | https://drive.google.com/file/d/1VEGBEMbDNHXJFS5YSZQdngzO5TPxOfWN/view?usp=sharing
141 | LDC | Industrial Flexible (FRLS) Insulated Cable - IS 694:1990 | (FRLS) Insulated Cable | 84/0.30 | 38 | Per Meter | Polycab | 0 | 40 % |  | IN STOCK | Copper | Unarmoured | BLACK | Class 5 (Flexible) | FRLSH | FRLSH | 6 | Unshielded | Upto 1100V | 1 CORE | OEM | FRLSH | 6 SQMM X 1 CORE Unarmoured Copper CABLE | https://drive.google.com/file/d/1VEGBEMbDNHXJFS5YSZQdngzO5TPxOfWN/view?usp=sharing
142 | LDC | Industrial Flexible (FRLS) Insulated Cable - IS 694:1990 | (FRLS) Insulated Cable | 80/0.40 | 52 | Per Meter | Polycab | 0 | 40 % |  | IN STOCK | Copper | Unarmoured | BLACK | Class 5 (Flexible) | FRLSH | FRLSH | 10 | Unshielded | Upto 1100V | 1 CORE | OEM | FRLSH | 10 SQMM X 1 CORE Unarmoured Copper CABLE | https://drive.google.com/file/d/1VEGBEMbDNHXJFS5YSZQdngzO5TPxOfWN/view?usp=sharing
143 | LDC | Industrial Flexible (FRLS) Insulated Cable - IS 694:1990 | (FRLS) Insulated Cable | 126/0.4 | 70 | Per Meter | Polycab | 0 | 40 % |  | IN STOCK | Copper | Unarmoured | BLACK | Class 5 (Flexible) | FRLSH | FRLSH | 16 | Unshielded | Upto 1100V | 1 CORE | OEM | FRLSH | 16 SQMM X 1 CORE Unarmoured Copper CABLE | https://drive.google.com/file/d/1VEGBEMbDNHXJFS5YSZQdngzO5TPxOfWN/view?usp=sharing
144 | LDC | Industrial Flexible (FRLS) Insulated Cable - IS 694:1990 | (FRLS) Insulated Cable | 196/0.4 | 88 | Per Meter | Polycab | 0 | 40 % |  | IN STOCK | Copper | Unarmoured | BLACK | Class 5 (Flexible) | FRLSH | FRLSH | 25 | Unshielded | Upto 1100V | 1 CORE | OEM | FRLSH | 25 SQMM X 1 CORE Unarmoured Copper CABLE | https://drive.google.com/file/d/1VEGBEMbDNHXJFS5YSZQdngzO5TPxOfWN/view?usp=sharing
145 | LDC | Industrial Flexible (FRLS) Insulated Cable - IS 694:1990 | (FRLS) Insulated Cable | 276/0.4 | 110 | Per Meter | Polycab | 0 | 40 % |  | IN STOCK | Copper | Unarmoured | BLACK | Class 5 (Flexible) | FRLSH | FRLSH | 35 | Unshielded | Upto 1100V | 1 CORE | OEM | FRLSH | 35 SQMM X 1 CORE Unarmoured Copper CABLE | https://drive.google.com/file/d/1VEGBEMbDNHXJFS5YSZQdngzO5TPxOfWN/view?usp=sharing
146 | LDC | Industrial Flexible (FRLS) Insulated Cable - IS 694:1990 | (FRLS) Insulated Cable | 396/0.4 | 145 | Per Meter | Polycab | 0 | 40 % |  | IN STOCK | Copper | Unarmoured | BLACK | Class 5 (Flexible) | FRLSH | FRLSH | 50 | Unshielded | Upto 1100V | 1 CORE | OEM | FRLSH | 50 SQMM X 1 CORE Unarmoured Copper CABLE | https://drive.google.com/file/d/1VEGBEMbDNHXJFS5YSZQdngzO5TPxOfWN/view?usp=sharing
147 | LDC | Industrial Flexible (FRLS) Insulated Cable - IS 694:1990 | (FRLS) Insulated Cable | 354/0.5 | 215 | Per Meter | Polycab | 0 | 40 % |  | IN STOCK | Copper | Unarmoured | BLACK | Class 5 (Flexible) | FRLSH | FRLSH | 70 | Unshielded | Upto 1100V | 1 CORE | OEM | FRLSH | 70 SQMM X 1 CORE Unarmoured Copper CABLE | https://drive.google.com/file/d/1VEGBEMbDNHXJFS5YSZQdngzO5TPxOfWN/view?usp=sharing
148 | LDC | Industrial Flexible (FRLS) Insulated Cable - IS 694:1990 | (FRLS) Insulated Cable | 484/0.5 | 260 | Per Meter | Polycab | 0 | 40 % |  | IN STOCK | Copper | Unarmoured | BLACK | Class 5 (Flexible) | FRLSH | FRLSH | 95 | Unshielded | Upto 1100V | 1 CORE | OEM | FRLSH | 95 SQMM X 1 CORE Unarmoured Copper CABLE | https://drive.google.com/file/d/1VEGBEMbDNHXJFS5YSZQdngzO5TPxOfWN/view?usp=sharing
149 | LDC | Industrial Flexible (FRLS) Insulated Cable - IS 694:1990 | (FRLS) Insulated Cable | 608/0.5 | 305 | Per Meter | Polycab | 0 | 40 % |  | IN STOCK | Copper | Unarmoured | BLACK | Class 5 (Flexible) | FRLSH | FRLSH | 120 | Unshielded | Upto 1100V | 1 CORE | OEM | FRLSH | 120 SQMM X 1 CORE Unarmoured Copper CABLE | https://drive.google.com/file/d/1VEGBEMbDNHXJFS5YSZQdngzO5TPxOfWN/view?usp=sharing
150 | LDC | Industrial Flexible (FRLS) Insulated Cable - IS 694:1990 | (FRLS) Insulated Cable | 750/0.5 | 355 | Per Meter | Polycab | 0 | 40 % |  | IN STOCK | Copper | Unarmoured | BLACK | Class 5 (Flexible) | FRLSH | FRLSH | 150 | Unshielded | Upto 1100V | 1 CORE | OEM | FRLSH | 150 SQMM X 1 CORE Unarmoured Copper CABLE | https://drive.google.com/file/d/1VEGBEMbDNHXJFS5YSZQdngzO5TPxOfWN/view?usp=sharing
151 | LDC | Industrial Flexible (FRLS) Insulated Cable - IS 694:1990 | (FRLS) Insulated Cable | 925/0.5 | 415 | Per Meter | Polycab | 0 | 40 % |  | IN STOCK | Copper | Unarmoured | BLACK | Class 5 (Flexible) | FRLSH | FRLSH | 185 | Unshielded | Upto 1100V | 1 CORE | OEM | FRLSH | 185 SQMM X 1 CORE Unarmoured Copper CABLE | https://drive.google.com/file/d/1VEGBEMbDNHXJFS5YSZQdngzO5TPxOfWN/view?usp=sharing
152 | LDC | Industrial Flexible (FRLS) Insulated Cable - IS 694:1990 | (FRLS) Insulated Cable | 1210/0.5 | 500 | Per Meter | Polycab | 0 | 40 % |  | IN STOCK | Copper | Unarmoured | BLACK | Class 5 (Flexible) | FRLSH | FRLSH | 240 | Unshielded | Upto 1100V | 1 CORE | OEM | FRLSH | 240 SQMM X 1 CORE Unarmoured Copper CABLE | https://drive.google.com/file/d/1VEGBEMbDNHXJFS5YSZQdngzO5TPxOfWN/view?usp=sharing
153 | LDC | Industrial Flexible (FRLS) Insulated Cable - IS 694:1990 | (FRLS) Insulated Cable | 1527/0.5 | 585 | Per Meter | Polycab | 0 | 40 % |  | IN STOCK | Copper | Unarmoured | BLACK | Class 5 (Flexible) | FRLSH | FRLSH | 300 | Unshielded | Upto 1100V | 1 CORE | OEM | FRLSH | 300 SQMM X 1 CORE Unarmoured Copper CABLE | https://drive.google.com/file/d/1VEGBEMbDNHXJFS5YSZQdngzO5TPxOfWN/view?usp=sharing
154 | LDC | Industrial Flexible (FRLS) Insulated Cable - IS 694:1990 | (FRLS) Insulated Cable | 2036/0.5 | 695 | Per Meter | Polycab | 0 | 40 % |  | IN STOCK | Copper | Unarmoured | BLACK | Class 5 (Flexible) | FRLSH | FRLSH | 400 | Unshielded | Upto 1100V | 1 CORE | OEM | FRLSH | 400 SQMM X 1 CORE Unarmoured Copper CABLE | https://drive.google.com/file/d/1VEGBEMbDNHXJFS5YSZQdngzO5TPxOfWN/view?usp=sharing
155 | LDC | Industrial Flexible (FRLS) Insulated Cable - IS 694:1990 | (FRLS) Insulated Cable | 16/0.20 | 5 | Per Meter | Polycab | 0 | 40 % |  | IN STOCK | Copper | Unarmoured | BLACK | Class 5 (Flexible) | PVC | FRLSH | 0.5 | Unshielded | Upto 1100V | 2 CORE | OEM | FRLSH | 0.5 SQMM X 2 CORE Unarmoured Copper CABLE | https://drive.google.com/file/d/1n_iAOjdoUoDzGAnxPQO2Vr947qjUa0bb/view?usp=sharing
156 | LDC | Industrial Flexible (FRLS) Insulated Cable - IS 694:1990 | (FRLS) Insulated Cable | 24/0.20 | 8 | Per Meter | Polycab | 0 | 40 % |  | IN STOCK | Copper | Unarmoured | BLACK | Class 5 (Flexible) | PVC | FRLSH | 0.75 | Unshielded | Upto 1100V | 2 CORE | OEM | FRLSH | 0.75 SQMM X 2 CORE Unarmoured Copper CABLE | https://drive.google.com/file/d/1n_iAOjdoUoDzGAnxPQO2Vr947qjUa0bb/view?usp=sharing
157 | LDC | Industrial Flexible (FRLS) Insulated Cable - IS 694:1990 | (FRLS) Insulated Cable | 32/0.20 | 13 | Per Meter | Polycab | 0 | 40 % |  | IN STOCK | Copper | Unarmoured | BLACK | Class 5 (Flexible) | PVC | FRLSH | 1 | Unshielded | Upto 1100V | 2 CORE | OEM | FRLSH | 1 SQMM X 2 CORE Unarmoured Copper CABLE | https://drive.google.com/file/d/1n_iAOjdoUoDzGAnxPQO2Vr947qjUa0bb/view?usp=sharing
158 | LDC | Industrial Flexible (FRLS) Insulated Cable - IS 694:1990 | (FRLS) Insulated Cable | 30/0.25 | 17 | Per Meter | Polycab | 0 | 40 % |  | IN STOCK | Copper | Unarmoured | BLACK | Class 5 (Flexible) | PVC | FRLSH | 1.5 | Unshielded | Upto 1100V | 2 CORE | OEM | FRLSH | 1.5 SQMM X 2 CORE Unarmoured Copper CABLE | https://drive.google.com/file/d/1n_iAOjdoUoDzGAnxPQO2Vr947qjUa0bb/view?usp=sharing
159 | LDC | Industrial Flexible (FRLS) Insulated Cable - IS 694:1990 | (FRLS) Insulated Cable | 50/0.25 | 24 | Per Meter | Polycab | 0 | 40 % |  | IN STOCK | Copper | Unarmoured | BLACK | Class 5 (Flexible) | PVC | FRLSH | 2.5 | Unshielded | Upto 1100V | 2 CORE | OEM | FRLSH | 2.5 SQMM X 2 CORE Unarmoured Copper CABLE | https://drive.google.com/file/d/1n_iAOjdoUoDzGAnxPQO2Vr947qjUa0bb/view?usp=sharing
160 | LDC | Industrial Flexible (FRLS) Insulated Cable - IS 694:1990 | (FRLS) Insulated Cable | 56/0.30 | 30 | Per Meter | Polycab | 0 | 40 % |  | IN STOCK | Copper | Unarmoured | BLACK | Class 5 (Flexible) | PVC | FRLSH | 4 | Unshielded | Upto 1100V | 2 CORE | OEM | FRLSH | 4 SQMM X 2 CORE Unarmoured Copper CABLE | https://drive.google.com/file/d/1n_iAOjdoUoDzGAnxPQO2Vr947qjUa0bb/view?usp=sharing
161 | LDC | Industrial Flexible (FRLS) Insulated Cable - IS 694:1990 | (FRLS) Insulated Cable | 84/0.30 | 38 | Per Meter | Polycab | 0 | 40 % |  | IN STOCK | Copper | Unarmoured | BLACK | Class 5 (Flexible) | PVC | FRLSH | 6 | Unshielded | Upto 1100V | 2 CORE | OEM | FRLSH | 6 SQMM X 2 CORE Unarmoured Copper CABLE | https://drive.google.com/file/d/1n_iAOjdoUoDzGAnxPQO2Vr947qjUa0bb/view?usp=sharing
162 | LDC | Industrial Flexible (FRLS) Insulated Cable - IS 694:1990 | (FRLS) Insulated Cable | 80/0.40 | 52 | Per Meter | Polycab | 0 | 40 % |  | IN STOCK | Copper | Unarmoured | BLACK | Class 5 (Flexible) | PVC | FRLSH | 10 | Unshielded | Upto 1100V | 2 CORE | OEM | FRLSH | 10 SQMM X 2 CORE Unarmoured Copper CABLE | https://drive.google.com/file/d/1n_iAOjdoUoDzGAnxPQO2Vr947qjUa0bb/view?usp=sharing
163 | LDC | Industrial Flexible (FRLS) Insulated Cable - IS 694:1990 | (FRLS) Insulated Cable | 16/0.20 | 5 | Per Meter | Polycab | 0 | 40 % |  | IN STOCK | Copper | Unarmoured | BLACK | Class 5 (Flexible) | PVC | FRLSH | 0.5 | Unshielded | Upto 1100V | 3 CORE | OEM | FRLSH | 0.5 SQMM X 3 CORE Unarmoured Copper CABLE | https://drive.google.com/file/d/15PnfoRodHp7l7WNN_Zl_QqAmBM_nEl1h/view?usp=sharing
164 | LDC | Industrial Flexible (FRLS) Insulated Cable - IS 694:1990 | (FRLS) Insulated Cable | 24/0.20 | 8 | Per Meter | Polycab | 0 | 40 % |  | IN STOCK | Copper | Unarmoured | BLACK | Class 5 (Flexible) | PVC | FRLSH | 0.75 | Unshielded | Upto 1100V | 3 CORE | OEM | FRLSH | 0.75 SQMM X 3 CORE Unarmoured Copper CABLE | https://drive.google.com/file/d/15PnfoRodHp7l7WNN_Zl_QqAmBM_nEl1h/view?usp=sharing
165 | LDC | Industrial Flexible (FRLS) Insulated Cable - IS 694:1990 | (FRLS) Insulated Cable | 32/0.20 | 13 | Per Meter | Polycab | 0 | 40 % |  | IN STOCK | Copper | Unarmoured | BLACK | Class 5 (Flexible) | PVC | FRLSH | 1 | Unshielded | Upto 1100V | 3 CORE | OEM | FRLSH | 1 SQMM X 3 CORE Unarmoured Copper CABLE | https://drive.google.com/file/d/15PnfoRodHp7l7WNN_Zl_QqAmBM_nEl1h/view?usp=sharing
166 | LDC | Industrial Flexible (FRLS) Insulated Cable - IS 694:1990 | (FRLS) Insulated Cable | 30/0.25 | 17 | Per Meter | Polycab | 0 | 40 % |  | IN STOCK | Copper | Unarmoured | BLACK | Class 5 (Flexible) | PVC | FRLSH | 1.5 | Unshielded | Upto 1100V | 3 CORE | OEM | FRLSH | 1.5 SQMM X 3 CORE Unarmoured Copper CABLE | https://drive.google.com/file/d/15PnfoRodHp7l7WNN_Zl_QqAmBM_nEl1h/view?usp=sharing
167 | LDC | Industrial Flexible (FRLS) Insulated Cable - IS 694:1990 | (FRLS) Insulated Cable | 50/0.25 | 24 | Per Meter | Polycab | 0 | 40 % |  | IN STOCK | Copper | Unarmoured | BLACK | Class 5 (Flexible) | PVC | FRLSH | 2.5 | Unshielded | Upto 1100V | 3 CORE | OEM | FRLSH | 2.5 SQMM X 3 CORE Unarmoured Copper CABLE | https://drive.google.com/file/d/15PnfoRodHp7l7WNN_Zl_QqAmBM_nEl1h/view?usp=sharing
168 | LDC | Industrial Flexible (FRLS) Insulated Cable - IS 694:1990 | (FRLS) Insulated Cable | 56/0.30 | 30 | Per Meter | Polycab | 0 | 40 % |  | IN STOCK | Copper | Unarmoured | BLACK | Class 5 (Flexible) | PVC | FRLSH | 4 | Unshielded | Upto 1100V | 3 CORE | OEM | FRLSH | 4 SQMM X 3 CORE Unarmoured Copper CABLE | https://drive.google.com/file/d/15PnfoRodHp7l7WNN_Zl_QqAmBM_nEl1h/view?usp=sharing
169 | LDC | Industrial Flexible (FRLS) Insulated Cable - IS 694:1990 | (FRLS) Insulated Cable | 84/0.30 | 38 | Per Meter | Polycab | 0 | 40 % |  | IN STOCK | Copper | Unarmoured | BLACK | Class 5 (Flexible) | PVC | FRLSH | 6 | Unshielded | Upto 1100V | 3 CORE | OEM | FRLSH | 6 SQMM X 3 CORE Unarmoured Copper CABLE | https://drive.google.com/file/d/15PnfoRodHp7l7WNN_Zl_QqAmBM_nEl1h/view?usp=sharing
170 | LDC | Industrial Flexible (FRLS) Insulated Cable - IS 694:1990 | (FRLS) Insulated Cable | 80/0.40 | 52 | Per Meter | Polycab | 0 | 40 % |  | IN STOCK | Copper | Unarmoured | BLACK | Class 5 (Flexible) | PVC | FRLSH | 10 | Unshielded | Upto 1100V | 3 CORE | OEM | FRLSH | 10 SQMM X 3 CORE Unarmoured Copper CABLE | https://drive.google.com/file/d/15PnfoRodHp7l7WNN_Zl_QqAmBM_nEl1h/view?usp=sharing
171 | LDC | Industrial Flexible (FRLS) Insulated Cable - IS 694:1990 | (FRLS) Insulated Cable | 16/0.20 | 5 | Per Meter | Polycab | 0 | 40 % |  | IN STOCK | Copper | Unarmoured | BLACK | Class 5 (Flexible) | PVC | FRLSH | 0.5 | Unshielded | Upto 1100V | 4 CORE | OEM | FRLSH | 0.5 SQMM X 4 CORE Unarmoured Copper CABLE | https://drive.google.com/file/d/13VFKkHl3v-6KEnITmlajXF23yBdgjePb/view?usp=sharing
172 | LDC | Industrial Flexible (FRLS) Insulated Cable - IS 694:1990 | (FRLS) Insulated Cable | 24/0.20 | 8 | Per Meter | Polycab | 0 | 40 % |  | IN STOCK | Copper | Unarmoured | BLACK | Class 5 (Flexible) | PVC | FRLSH | 0.75 | Unshielded | Upto 1100V | 4 CORE | OEM | FRLSH | 0.75 SQMM X 4 CORE Unarmoured Copper CABLE | https://drive.google.com/file/d/13VFKkHl3v-6KEnITmlajXF23yBdgjePb/view?usp=sharing
173 | LDC | Industrial Flexible (FRLS) Insulated Cable - IS 694:1990 | (FRLS) Insulated Cable | 32/0.20 | 13 | Per Meter | Polycab | 0 | 40 % |  | IN STOCK | Copper | Unarmoured | BLACK | Class 5 (Flexible) | PVC | FRLSH | 1 | Unshielded | Upto 1100V | 4 CORE | OEM | FRLSH | 1 SQMM X 4 CORE Unarmoured Copper CABLE | https://drive.google.com/file/d/13VFKkHl3v-6KEnITmlajXF23yBdgjePb/view?usp=sharing
174 | LDC | Industrial Flexible (FRLS) Insulated Cable - IS 694:1990 | (FRLS) Insulated Cable | 30/0.25 | 17 | Per Meter | Polycab | 0 | 40 % |  | IN STOCK | Copper | Unarmoured | BLACK | Class 5 (Flexible) | PVC | FRLSH | 1.5 | Unshielded | Upto 1100V | 4 CORE | OEM | FRLSH | 1.5 SQMM X 4 CORE Unarmoured Copper CABLE | https://drive.google.com/file/d/13VFKkHl3v-6KEnITmlajXF23yBdgjePb/view?usp=sharing
175 | LDC | Industrial Flexible (FRLS) Insulated Cable - IS 694:1990 | (FRLS) Insulated Cable | 50/0.25 | 24 | Per Meter | Polycab | 0 | 40 % |  | IN STOCK | Copper | Unarmoured | BLACK | Class 5 (Flexible) | PVC | FRLSH | 2.5 | Unshielded | Upto 1100V | 4 CORE | OEM | FRLSH | 2.5 SQMM X 4 CORE Unarmoured Copper CABLE | https://drive.google.com/file/d/13VFKkHl3v-6KEnITmlajXF23yBdgjePb/view?usp=sharing
176 | LDC | Industrial Flexible (FRLS) Insulated Cable - IS 694:1990 | (FRLS) Insulated Cable | 56/0.30 | 30 | Per Meter | Polycab | 0 | 40 % |  | IN STOCK | Copper | Unarmoured | BLACK | Class 5 (Flexible) | PVC | FRLSH | 4 | Unshielded | Upto 1100V | 4 CORE | OEM | FRLSH | 4 SQMM X 4 CORE Unarmoured Copper CABLE | https://drive.google.com/file/d/13VFKkHl3v-6KEnITmlajXF23yBdgjePb/view?usp=sharing
177 | LDC | Industrial Flexible (FRLS) Insulated Cable - IS 694:1990 | (FRLS) Insulated Cable | 84/0.30 | 38 | Per Meter | Polycab | 0 | 40 % |  | IN STOCK | Copper | Unarmoured | BLACK | Class 5 (Flexible) | PVC | FRLSH | 6 | Unshielded | Upto 1100V | 4 CORE | OEM | FRLSH | 6 SQMM X 4 CORE Unarmoured Copper CABLE | https://drive.google.com/file/d/13VFKkHl3v-6KEnITmlajXF23yBdgjePb/view?usp=sharing
178 | LDC | Industrial Flexible (FRLS) Insulated Cable - IS 694:1990 | (FRLS) Insulated Cable | 80/0.40 | 52 | Per Meter | Polycab | 0 | 40 % |  | IN STOCK | Copper | Unarmoured | BLACK | Class 5 (Flexible) | PVC | FRLSH | 10 | Unshielded | Upto 1100V | 4 CORE | OEM | FRLSH | 10 SQMM X 4 CORE Unarmoured Copper CABLE | https://drive.google.com/file/d/13VFKkHl3v-6KEnITmlajXF23yBdgjePb/view?usp=sharing
179 | LDC | 3 Core Flat Submersible Cable | SUBMERSIBLE CABLE | 22/.3 | 14 A | Per Meter | Polycab | 82.89 | 40 % | 138.15 | IN STOCK | Copper | Unarmoured | BLACK | Class 5 (Flexible) | PVC | PVC | 1.5 | - | 1100 V | 3 CORE FLAT | OEM | PVC | 1.5 SQMM X 3 CORE FLAT Unarmoured Copper CABLE | https://drive.google.com/file/d/1AXcP5DpVPnet2NfBzjQ28DZJmtMzPhqj/view?usp=sharing
180 | LDC | 3 Core Flat Submersible Cable | SUBMERSIBLE CABLE | 36/.3 | 18 A | Per Meter | Polycab | 134.19 | 40 % | 223.65 | IN STOCK | Copper | Unarmoured | BLACK | Class 5 (Flexible) | PVC | PVC | 2.5 | - | 1100 V | 3 CORE FLAT | OEM | PVC | 2.5 SQMM X 3 CORE FLAT Unarmoured Copper CABLE | https://drive.google.com/file/d/1AXcP5DpVPnet2NfBzjQ28DZJmtMzPhqj/view?usp=sharing
181 | LDC | 3 Core Flat Submersible Cable | SUBMERSIBLE CABLE | 56/.3 | 26 A | Per Meter | Polycab | 207.72 | 40 % | 346.2 | IN STOCK | Copper | Unarmoured | BLACK | Class 5 (Flexible) | PVC | PVC | 4 | - | 1100 V | 3 CORE FLAT | OEM | PVC | 4 SQMM X 3 CORE FLAT Unarmoured Copper CABLE | https://drive.google.com/file/d/1AXcP5DpVPnet2NfBzjQ28DZJmtMzPhqj/view?usp=sharing
182 | LDC | 3 Core Flat Submersible Cable | SUBMERSIBLE CABLE | 84/.3 | 31 A | Per Meter | Polycab | 303.99 | 40 % | 506.65 | IN STOCK | Copper | Unarmoured | BLACK | Class 5 (Flexible) | PVC | PVC | 6 | - | 1100 V | 3 CORE FLAT | OEM | PVC | 6 SQMM X 3 CORE FLAT Unarmoured Copper CABLE | https://drive.google.com/file/d/1AXcP5DpVPnet2NfBzjQ28DZJmtMzPhqj/view?usp=sharing
183 | LDC | 3 Core Flat Submersible Cable | SUBMERSIBLE CABLE | 80/.4 | 42 A | Per Meter | Polycab | 531.48 | 40 % | 885.8 | IN STOCK | Copper | Unarmoured | BLACK | Class 5 (Flexible) | PVC | PVC | 10 | - | 1100 V | 3 CORE FLAT | OEM | PVC | 10 SQMM X 3 CORE FLAT Unarmoured Copper CABLE | https://drive.google.com/file/d/1AXcP5DpVPnet2NfBzjQ28DZJmtMzPhqj/view?usp=sharing
184 | LDC | 3 Core Flat Submersible Cable | SUBMERSIBLE CABLE | 126/.4 | 57 A | Per Meter | Polycab | 788.55 | 40 % | 1314.25 | IN STOCK | Copper | Unarmoured | BLACK | Class 5 (Flexible) | PVC | PVC | 16 | - | 1100 V | 3 CORE FLAT | OEM | PVC | 16 SQMM X 3 CORE FLAT Unarmoured Copper CABLE | https://drive.google.com/file/d/1AXcP5DpVPnet2NfBzjQ28DZJmtMzPhqj/view?usp=sharing
185 | LDC | 3 Core Flat Submersible Cable | SUBMERSIBLE CABLE | 196/.4 | 72 A | Per Meter | Polycab | 1289.01 | 40 % | 2148.35 | IN STOCK | Copper | Unarmoured | BLACK | Class 5 (Flexible) | PVC | PVC | 25 | - | 1100 V | 3 CORE FLAT | OEM | PVC | 25 SQMM X 3 CORE FLAT Unarmoured Copper CABLE | https://drive.google.com/file/d/1AXcP5DpVPnet2NfBzjQ28DZJmtMzPhqj/view?usp=sharing
186 | LDC | 3 Core Flat Submersible Cable | SUBMERSIBLE CABLE | 276/.4 | 90 A | Per Meter | Polycab | 1805.04 | 40 % | 3008.4 | IN STOCK | Copper | Unarmoured | BLACK | Class 5 (Flexible) | PVC | PVC | 35 | - | 1100 V | 3 CORE FLAT | OEM | PVC | 35 SQMM X 3 CORE FLAT Unarmoured Copper CABLE | https://drive.google.com/file/d/1AXcP5DpVPnet2NfBzjQ28DZJmtMzPhqj/view?usp=sharing
187 | LDC | 3 Core Flat Submersible Cable | SUBMERSIBLE CABLE | 396/.4 | On Request | Per Meter | Polycab | 0 | 40 % |  | IN STOCK | Copper | Unarmoured | BLACK | Class 5 (Flexible) | PVC | PVC | 50 | - | 1100 V | 3 CORE FLAT | OEM | PVC | 50 SQMM X 3 CORE FLAT Unarmoured Copper CABLE | https://drive.google.com/file/d/1AXcP5DpVPnet2NfBzjQ28DZJmtMzPhqj/view?usp=sharing
188 | LDC | CCTV Cable | 90 Mtrs Coil |  |  | Per Coil | Polycab | 2919 | 40 % | 4865 | IN STOCK | Copper | Unarmoured | Transparent |  |  |  | 3+1 |  |  | 3+1 (Video+Power) | OEM | PVC | 3+1 SQMM X 3+1 (Video+Power) Unarmoured Copper CABLE | https://drive.google.com/file/d/1ri5h5GysVpFQLagjbCqerq98_F5R8j1B/view?usp=drive_link
189 | LDC | CCTV Cable | 180 Mtrs Coil |  |  | Per Coil | Polycab | 5838 | 40 % | 9730 | IN STOCK | Copper | Unarmoured | Transparent |  |  |  | 3+1 |  |  | 3+1 (Video+Power) | OEM | PVC | 3+1 SQMM X 3+1 (Video+Power) Unarmoured Copper CABLE | https://drive.google.com/file/d/1ri5h5GysVpFQLagjbCqerq98_F5R8j1B/view?usp=drive_link
190 | LDC | CCTV Cable | 300 Mtrs Coil |  |  | Per Coil | Polycab | 9730.2 | 40 % | 16217 | IN STOCK | Copper | Unarmoured | Transparent |  |  |  | 3+1 |  |  | 3+1 (Video+Power) | OEM | PVC | 3+1 SQMM X 3+1 (Video+Power) Unarmoured Copper CABLE | https://drive.google.com/file/d/1ri5h5GysVpFQLagjbCqerq98_F5R8j1B/view?usp=drive_link
191 | LDC | CCTV Cable | 90 Mtrs Coil |  |  | Per Coil | Polycab | 3375 | 40 % | 5625 | IN STOCK | Copper | Unarmoured | Transparent |  |  |  | 4+1 |  |  | 4+1 (Video+Power) | OEM | PVC | 4+1 SQMM X 4+1 (Video+Power) Unarmoured Copper CABLE | https://drive.google.com/file/d/1iCBvCJRJgDJpb6KcYoh7vUQQe-VXRgdi/view?usp=drive_link
192 | LDC | CCTV Cable | 180 Mtrs Coil |  |  | Per Coil | Polycab | 6750 | 40 % | 11250 | IN STOCK | Copper | Unarmoured | Transparent |  |  |  | 4+1 |  |  | 4+1 (Video+Power) | OEM | PVC | 4+1 SQMM X 4+1 (Video+Power) Unarmoured Copper CABLE | https://drive.google.com/file/d/1iCBvCJRJgDJpb6KcYoh7vUQQe-VXRgdi/view?usp=drive_link
193 | LDC | CCTV Cable | 300 Mtrs Coil |  |  | Per Coil | Polycab | 11250 | 40 % | 18750 | IN STOCK | Copper | Unarmoured | Transparent |  |  |  | 4+1 |  |  | 4+1 (Video+Power) | OEM | PVC | 4+1 SQMM X 4+1 (Video+Power) Unarmoured Copper CABLE | https://drive.google.com/file/d/1iCBvCJRJgDJpb6KcYoh7vUQQe-VXRgdi/view?usp=drive_link
194 | LDC | CCTV Cable | CCTV CABLE |  |  | Per Meter | Polycab | 32.436 | 40 % | 54.06 | IN STOCK | Copper | Unarmoured | Transparent |  |  |  | 3+1 |  |  | 3+1 (Video+Power) | OEM | PVC | 3+1 SQMM X 3+1 (Video+Power) Unarmoured Copper CABLE | https://drive.google.com/file/d/1ri5h5GysVpFQLagjbCqerq98_F5R8j1B/view?usp=drive_link
195 | LDC | CCTV Cable | CCTV CABLE |  |  | Per Meter | Polycab | 37.5 | 40 % | 62.5 | IN STOCK | Copper | Unarmoured | Transparent |  |  |  | 4+1 |  |  | 4+1 (Video+Power) | OEM | PVC | 4+1 SQMM X 4+1 (Video+Power) Unarmoured Copper CABLE | https://drive.google.com/file/d/1iCBvCJRJgDJpb6KcYoh7vUQQe-VXRgdi/view?usp=drive_link
196 | LDC | CCTV Cable | CCTV CABLE |  |  | Per Meter | Polycab | 85.296 | 40 % | 142.16 | IN STOCK | Copper | Armoured | Transparent | [6 empty] | Armoured Variant | OEM | PVC | SQMM X Armoured Variant Armoured Copper CABLE | https://drive.google.com/file/d/1ri5h5GysVpFQLagjbCqerq98_F5R8j1B/view?usp=drive_link
197 | LDC | Co-Axial Cable | RG-59 |  |  | Coil (100 Mtr) | Polycab | 2481 | 40 % | 4135 | IN STOCK | Copper | Unarmoured | BLACK | [6 empty] | Single Core (Coaxial) | OEM |  | SQMM X Single Core (Coaxial) Unarmoured Copper CABLE | https://drive.google.com/file/d/1WDHd5awU-TJQf6EMQidmXNqBUbuxSlmu/view?usp=drive_link
198 | LDC | Co-Axial Cable | RG-59 |  |  | Coil (305 Mtr) | Polycab | 7572 | 40 % | 12620 | IN STOCK | Copper | Unarmoured | BLACK | [6 empty] | Single Core (Coaxial) | OEM |  | SQMM X Single Core (Coaxial) Unarmoured Copper CABLE | https://drive.google.com/file/d/1WDHd5awU-TJQf6EMQidmXNqBUbuxSlmu/view?usp=drive_link
199 | LDC | Co-Axial Cable | RG-59 |  |  | Per Meter | Polycab | 0 | 40 % |  | IN STOCK | Copper | Armoured | BLACK | [6 empty] | Single Core (Coaxial) | OEM |  | SQMM X Single Core (Coaxial) Armoured Copper CABLE | https://drive.google.com/file/d/1esEw44-Hsczkr1-j86QylZc2kygbLqoJ/view?usp=drive_link
200 | LDC | Co-Axial Cable | RG-6 |  |  | Coil (100 Mtr) | Polycab | 2538 | 40 % | 4230 | IN STOCK | Copper | Unarmoured | BLACK | [6 empty] | Single Core (Coaxial) | OEM |  | SQMM X Single Core (Coaxial) Unarmoured Copper CABLE | https://drive.google.com/file/d/1WDHd5awU-TJQf6EMQidmXNqBUbuxSlmu/view?usp=drive_link
201 | LDC | Co-Axial Cable | RG-6 |  |  | Coil (305 Mtr) | Polycab | 7737 | 40 % | 12895 | IN STOCK | Copper | Unarmoured | BLACK | [6 empty] | Single Core (Coaxial) | OEM |  | SQMM X Single Core (Coaxial) Unarmoured Copper CABLE | https://drive.google.com/file/d/1WDHd5awU-TJQf6EMQidmXNqBUbuxSlmu/view?usp=drive_link
202 | LDC | Co-Axial Cable | RG-6 |  |  | Per Meter | Polycab | 60.474 | 40 % | 100.79 | IN STOCK | Copper | Armoured | BLACK | [6 empty] | Single Core (Coaxial) | OEM |  | SQMM X Single Core (Coaxial) Armoured Copper CABLE | https://drive.google.com/file/d/1esEw44-Hsczkr1-j86QylZc2kygbLqoJ/view?usp=drive_link
203 | LDC | Co-Axial Cable | RG-11 |  |  | Coil (100 Mtr) | Polycab | 5994 | 40 % | 9990 | IN STOCK | Copper | Unarmoured | BLACK | [6 empty] | Single Core (Coaxial) | OEM |  | SQMM X Single Core (Coaxial) Unarmoured Copper CABLE | https://drive.google.com/file/d/1WDHd5awU-TJQf6EMQidmXNqBUbuxSlmu/view?usp=drive_link
204 | LDC | Co-Axial Cable | RG-11 |  |  | Coil (305 Mtr) | Polycab | 18276 | 40 % | 30460 | IN STOCK | Copper | Unarmoured | BLACK | [6 empty] | Single Core (Coaxial) | OEM |  | SQMM X Single Core (Coaxial) Unarmoured Copper CABLE | https://drive.google.com/file/d/1WDHd5awU-TJQf6EMQidmXNqBUbuxSlmu/view?usp=drive_link
205 | LDC | Co-Axial Cable | RG-11 |  |  | Per Meter | Polycab | 110.286 | 40 % | 183.81 | IN STOCK | Copper | Armoured | BLACK | [6 empty] | Single Core (Coaxial) | OEM |  | SQMM X Single Core (Coaxial) Armoured Copper CABLE | https://drive.google.com/file/d/1esEw44-Hsczkr1-j86QylZc2kygbLqoJ/view?usp=drive_link
206 | LDC | Co-Axial Cable | RG-6 CCS |  |  | Coil (100 Mtr) | Polycab | 1722 | 40 % | 2870 | IN STOCK | Copper | Unarmoured | BLACK | [6 empty] | Single Core (Coaxial) | OEM |  | SQMM X Single Core (Coaxial) Unarmoured Copper CABLE | https://drive.google.com/file/d/1WDHd5awU-TJQf6EMQidmXNqBUbuxSlmu/view?usp=drive_link
207 | LDC | Co-Axial Cable | RG-6 CCS |  |  | Coil (305 Mtr) | Polycab | 5253 | 40 % | 8755 | IN STOCK | Copper | Unarmoured | BLACK | [6 empty] | Single Core (Coaxial) | OEM |  | SQMM X Single Core (Coaxial) Unarmoured Copper CABLE | https://drive.google.com/file/d/1WDHd5awU-TJQf6EMQidmXNqBUbuxSlmu/view?usp=drive_link
208 | LDC | Co-Axial Cable | RG-6 CCS |  |  | Per Meter | Polycab | 0 | 40 % |  | IN STOCK | Copper | Armoured | BLACK | [6 empty] | Single Core (Coaxial) | OEM |  | SQMM X Single Core (Coaxial) Armoured Copper CABLE | https://drive.google.com/file/d/1esEw44-Hsczkr1-j86QylZc2kygbLqoJ/view?usp=drive_link
209 | LDC | Co-Axial Cable | RG-11 CCS |  |  | Coil (100 Mtr) | Polycab | 3375 | 40 % | 5625 | IN STOCK | Copper | Unarmoured | BLACK | [6 empty] | Single Core (Coaxial) | OEM |  | SQMM X Single Core (Coaxial) Unarmoured Copper CABLE | https://drive.google.com/file/d/1WDHd5awU-TJQf6EMQidmXNqBUbuxSlmu/view?usp=drive_link
210 | LDC | Co-Axial Cable | RG-11 CCS |  |  | Coil (305 Mtr) | Polycab | 10290 | 40 % | 17150 | IN STOCK | Copper | Unarmoured | BLACK | [6 empty] | Single Core (Coaxial) | OEM |  | SQMM X Single Core (Coaxial) Unarmoured Copper CABLE | https://drive.google.com/file/d/1WDHd5awU-TJQf6EMQidmXNqBUbuxSlmu/view?usp=drive_link
211 | LDC | Co-Axial Cable | RG-11 CCS |  |  | Per Meter | Polycab | 0 | 40 % |  | IN STOCK | Copper | Armoured | BLACK | [6 empty] | Single Core (Coaxial) | OEM |  | SQMM X Single Core (Coaxial) Armoured Copper CABLE | https://drive.google.com/file/d/1esEw44-Hsczkr1-j86QylZc2kygbLqoJ/view?usp=drive_link
212 | LDC | Industrial Braided-Unarmoured Screen Cable | Industrial Braided-Unarmoured Screen Cable | 16/.20MM |  | Per Meter | Polycab | 92.1 | 40 % | 153.5 | IN STOCK | Copper | Unarmoured | BLACK | Class 2 (Stranded) |  |  | 0.5 | Braided Screen |  | 2 CORE | OEM |  | 0.5 SQMM X 2 CORE Unarmoured Copper CABLE | https://drive.google.com/file/d/17yGCal85Ee_jnvlNbUSeo0Az9QBw5csm/view?usp=sharing
213 | LDC | Industrial Braided-Unarmoured Screen Cable | Industrial Braided-Unarmoured Screen Cable | 24/.20MM |  | Per Meter | Polycab | 108.45 | 40 % | 180.75 | IN STOCK | Copper | Unarmoured | BLACK | Class 2 (Stranded) |  |  | 0.75 | Braided Screen |  | 2 CORE | OEM |  | 0.75 SQMM X 2 CORE Unarmoured Copper CABLE | https://drive.google.com/file/d/17yGCal85Ee_jnvlNbUSeo0Az9QBw5csm/view?usp=sharing
214 | LDC | Industrial Braided-Unarmoured Screen Cable | Industrial Braided-Unarmoured Screen Cable | 32/.20MM |  | Per Meter | Polycab | 127.92 | 40 % | 213.2 | IN STOCK | Copper | Unarmoured | BLACK | Class 2 (Stranded) |  |  | 1.0 | Braided Screen |  | 2 CORE | OEM |  | 1.0 SQMM X 2 CORE Unarmoured Copper CABLE | https://drive.google.com/file/d/17yGCal85Ee_jnvlNbUSeo0Az9QBw5csm/view?usp=sharing
215 | LDC | Industrial Braided-Unarmoured Screen Cable | Industrial Braided-Unarmoured Screen Cable | 48/.20MM |  | Per Meter | Polycab | 160.8 | 40 % | 268 | IN STOCK | Copper | Unarmoured | BLACK | Class 2 (Stranded) |  |  | 1.5 | Braided Screen |  | 2 CORE | OEM |  | 1.5 SQMM X 2 CORE Unarmoured Copper CABLE | https://drive.google.com/file/d/17yGCal85Ee_jnvlNbUSeo0Az9QBw5csm/view?usp=sharing
216 | LDC | Industrial Braided-Unarmoured Screen Cable | Industrial Braided-Unarmoured Screen Cable | 80/.20MM |  | Per Meter | Polycab | 251.4 | 40 % | 419 | IN STOCK | Copper | Unarmoured | BLACK | Class 2 (Stranded) |  |  | 2.5 | Braided Screen |  | 2 CORE | OEM |  | 2.5 SQMM X 2 CORE Unarmoured Copper CABLE | https://drive.google.com/file/d/17yGCal85Ee_jnvlNbUSeo0Az9QBw5csm/view?usp=sharing
217 | LDC | Industrial Braided-Unarmoured Screen Cable | Industrial Braided-Unarmoured Screen Cable | 54/.30MM |  | Per Meter | Polycab | 367.8 | 40 % | 613 | IN STOCK | Copper | Unarmoured | BLACK | Class 2 (Stranded) |  |  | 4 | Braided Screen |  | 2 CORE | OEM |  | 4 SQMM X 2 CORE Unarmoured Copper CABLE | https://drive.google.com/file/d/17yGCal85Ee_jnvlNbUSeo0Az9QBw5csm/view?usp=sharing
218 | LDC | Industrial Braided-Unarmoured Screen Cable | Industrial Braided-Unarmoured Screen Cable | 84/.30MM |  | Per Meter | Polycab | 488.4 | 40 % | 814 | IN STOCK | Copper | Unarmoured | BLACK | Class 2 (Stranded) |  |  | 6 | Braided Screen |  | 2 CORE | OEM |  | 6 SQMM X 2 CORE Unarmoured Copper CABLE | https://drive.google.com/file/d/17yGCal85Ee_jnvlNbUSeo0Az9QBw5csm/view?usp=sharing
219 | LDC | Industrial Braided-Unarmoured Screen Cable | Industrial Braided-Unarmoured Screen Cable | 16/.20MM |  | Per Meter | Polycab | 108.45 | 40 % | 180.75 | IN STOCK | Copper | Unarmoured | BLACK | Class 2 (Stranded) |  |  | 0.5 | Braided Screen |  | 3 CORE | OEM |  | 0.5 SQMM X 3 CORE Unarmoured Copper CABLE | https://drive.google.com/file/d/1j5D3jWy8pqOkzSbGnDn_zLFl6grZUBwm/view?usp=sharing
220 | LDC | Industrial Braided-Unarmoured Screen Cable | Industrial Braided-Unarmoured Screen Cable | 24/.20MM |  | Per Meter | Polycab | 135.6 | 40 % | 226 | IN STOCK | Copper | Unarmoured | BLACK | Class 2 (Stranded) |  |  | 0.75 | Braided Screen |  | 3 CORE | OEM |  | 0.75 SQMM X 3 CORE Unarmoured Copper CABLE | https://drive.google.com/file/d/1j5D3jWy8pqOkzSbGnDn_zLFl6grZUBwm/view?usp=sharing
221 | LDC | Industrial Braided-Unarmoured Screen Cable | Industrial Braided-Unarmoured Screen Cable | 32/.20MM |  | Per Meter | Polycab | 162.54 | 40 % | 270.9 | IN STOCK | Copper | Unarmoured | BLACK | Class 2 (Stranded) |  |  | 1.0 | Braided Screen |  | 3 CORE | OEM |  | 1.0 SQMM X 3 CORE Unarmoured Copper CABLE | https://drive.google.com/file/d/1j5D3jWy8pqOkzSbGnDn_zLFl6grZUBwm/view?usp=sharing
222 | LDC | Industrial Braided-Unarmoured Screen Cable | Industrial Braided-Unarmoured Screen Cable | 48/.20MM |  | Per Meter | Polycab | 212.4 | 40 % | 354 | IN STOCK | Copper | Unarmoured | BLACK | Class 2 (Stranded) |  |  | 1.5 | Braided Screen |  | 3 CORE | OEM |  | 1.5 SQMM X 3 CORE Unarmoured Copper CABLE | https://drive.google.com/file/d/1j5D3jWy8pqOkzSbGnDn_zLFl6grZUBwm/view?usp=sharing
223 | LDC | Industrial Braided-Unarmoured Screen Cable | Industrial Braided-Unarmoured Screen Cable | 80/.20MM |  | Per Meter | Polycab | 329.4 | 40 % | 549 | IN STOCK | Copper | Unarmoured | BLACK | Class 2 (Stranded) |  |  | 2.5 | Braided Screen |  | 3 CORE | OEM |  | 2.5 SQMM X 3 CORE Unarmoured Copper CABLE | https://drive.google.com/file/d/1j5D3jWy8pqOkzSbGnDn_zLFl6grZUBwm/view?usp=sharing
224 | LDC | Industrial Braided-Unarmoured Screen Cable | Industrial Braided-Unarmoured Screen Cable | 54/.30MM |  | Per Meter | Polycab | 491.4 | 40 % | 819 | IN STOCK | Copper | Unarmoured | BLACK | Class 2 (Stranded) |  |  | 4 | Braided Screen |  | 3 CORE | OEM |  | 4 SQMM X 3 CORE Unarmoured Copper CABLE | https://drive.google.com/file/d/1j5D3jWy8pqOkzSbGnDn_zLFl6grZUBwm/view?usp=sharing
225 | LDC | Industrial Braided-Unarmoured Screen Cable | Industrial Braided-Unarmoured Screen Cable | 84/.30MM |  | Per Meter | Polycab | 699 | 40 % | 1165 | IN STOCK | Copper | Unarmoured | BLACK | Class 2 (Stranded) |  |  | 6 | Braided Screen |  | 3 CORE | OEM |  | 6 SQMM X 3 CORE Unarmoured Copper CABLE | https://drive.google.com/file/d/1j5D3jWy8pqOkzSbGnDn_zLFl6grZUBwm/view?usp=sharing
226 | LDC | Industrial Braided-Unarmoured Screen Cable | Industrial Braided-Unarmoured Screen Cable | 16/.20MM |  | Per Meter | Polycab | 129.9 | 40 % | 216.5 | IN STOCK | Copper | Unarmoured | BLACK | Class 2 (Stranded) |  |  | 0.5 | Braided Screen |  | 4 CORE | OEM |  | 0.5 SQMM X 4 CORE Unarmoured Copper CABLE | https://drive.google.com/file/d/1gWnt-HBy1z3QiJJZiBqfbayiK4X7FtUl/view?usp=sharing
227 | LDC | Industrial Braided-Unarmoured Screen Cable | Industrial Braided-Unarmoured Screen Cable | 24/.20MM |  | Per Meter | Polycab | 164.4 | 40 % | 274 | IN STOCK | Copper | Unarmoured | BLACK | Class 2 (Stranded) |  |  | 0.75 | Braided Screen |  | 4 CORE | OEM |  | 0.75 SQMM X 4 CORE Unarmoured Copper CABLE | https://drive.google.com/file/d/1gWnt-HBy1z3QiJJZiBqfbayiK4X7FtUl/view?usp=sharing
228 | LDC | Industrial Braided-Unarmoured Screen Cable | Industrial Braided-Unarmoured Screen Cable | 32/.20MM |  | Per Meter | Polycab | 204 | 40 % | 340 | IN STOCK | Copper | Unarmoured | BLACK | Class 2 (Stranded) |  |  | 1.0 | Braided Screen |  | 4 CORE | OEM |  | 1.0 SQMM X 4 CORE Unarmoured Copper CABLE | https://drive.google.com/file/d/1gWnt-HBy1z3QiJJZiBqfbayiK4X7FtUl/view?usp=sharing
229 | LDC | Industrial Braided-Unarmoured Screen Cable | Industrial Braided-Unarmoured Screen Cable | 48/.20MM |  | Per Meter | Polycab | 267 | 40 % | 445 | IN STOCK | Copper | Unarmoured | BLACK | Class 2 (Stranded) |  |  | 1.5 | Braided Screen |  | 4 CORE | OEM |  | 1.5 SQMM X 4 CORE Unarmoured Copper CABLE | https://drive.google.com/file/d/1gWnt-HBy1z3QiJJZiBqfbayiK4X7FtUl/view?usp=sharing
230 | LDC | Industrial Braided-Unarmoured Screen Cable | Industrial Braided-Unarmoured Screen Cable | 80/.20MM |  | Per Meter | Polycab | 419.4 | 40 % | 699 | IN STOCK | Copper | Unarmoured | BLACK | Class 2 (Stranded) |  |  | 2.5 | Braided Screen |  | 4 CORE | OEM |  | 2.5 SQMM X 4 CORE Unarmoured Copper CABLE | https://drive.google.com/file/d/1gWnt-HBy1z3QiJJZiBqfbayiK4X7FtUl/view?usp=sharing
231 | LDC | Industrial Braided-Unarmoured Screen Cable | Industrial Braided-Unarmoured Screen Cable | 54/.30MM |  | Per Meter | Polycab | 631.2 | 40 % | 1052 | IN STOCK | Copper | Unarmoured | BLACK | Class 2 (Stranded) |  |  | 4 | Braided Screen |  | 4 CORE | OEM |  | 4 SQMM X 4 CORE Unarmoured Copper CABLE | https://drive.google.com/file/d/1gWnt-HBy1z3QiJJZiBqfbayiK4X7FtUl/view?usp=sharing
232 | LDC | Industrial Braided-Unarmoured Screen Cable | Industrial Braided-Unarmoured Screen Cable | 84/.30MM |  | Per Meter | Polycab | 907.8 | 40 % | 1513 | IN STOCK | Copper | Unarmoured | BLACK | Class 2 (Stranded) |  |  | 6 | Braided Screen |  | 4 CORE | OEM |  | 6 SQMM X 4 CORE Unarmoured Copper CABLE | https://drive.google.com/file/d/1gWnt-HBy1z3QiJJZiBqfbayiK4X7FtUl/view?usp=sharing
233 | LDC | Industrial Braided-Unarmoured Screen Cable | Industrial Braided-Unarmoured Screen Cable | 16/.20MM |  | Per Meter | Polycab | 166.2 | 40 % | 277 | IN STOCK | Copper | Unarmoured | BLACK | Class 2 (Stranded) |  |  | 0.5 | Braided Screen |  | 5 CORE | OEM |  | 0.5 SQMM X 5 CORE Unarmoured Copper CABLE | https://drive.google.com/file/d/1BsLgjDCudD9pWt_bWP-PCMLuL-elOzIv/view?usp=sharing
234 | LDC | Industrial Braided-Unarmoured Screen Cable | Industrial Braided-Unarmoured Screen Cable | 24/.20MM |  | Per Meter | Polycab | 205.2 | 40 % | 342 | IN STOCK | Copper | Unarmoured | BLACK | Class 2 (Stranded) |  |  | 0.75 | Braided Screen |  | 5 CORE | OEM |  | 0.75 SQMM X 5 CORE Unarmoured Copper CABLE | https://drive.google.com/file/d/1BsLgjDCudD9pWt_bWP-PCMLuL-elOzIv/view?usp=sharing
235 | LDC | Industrial Braided-Unarmoured Screen Cable | Industrial Braided-Unarmoured Screen Cable | 32/.20MM |  | Per Meter | Polycab | 255 | 40 % | 425 | IN STOCK | Copper | Unarmoured | BLACK | Class 2 (Stranded) |  |  | 1.0 | Braided Screen |  | 5 CORE | OEM |  | 1.0 SQMM X 5 CORE Unarmoured Copper CABLE | https://drive.google.com/file/d/1BsLgjDCudD9pWt_bWP-PCMLuL-elOzIv/view?usp=sharing
236 | LDC | Industrial Braided-Unarmoured Screen Cable | Industrial Braided-Unarmoured Screen Cable | 48/.20MM |  | Per Meter | Polycab | 333 | 40 % | 555 | IN STOCK | Copper | Unarmoured | BLACK | Class 2 (Stranded) |  |  | 1.5 | Braided Screen |  | 5 CORE | OEM |  | 1.5 SQMM X 5 CORE Unarmoured Copper CABLE | https://drive.google.com/file/d/1BsLgjDCudD9pWt_bWP-PCMLuL-elOzIv/view?usp=sharing
237 | LDC | Industrial Braided-Unarmoured Screen Cable | Industrial Braided-Unarmoured Screen Cable | 80/.20MM |  | Per Meter | Polycab | 508.2 | 40 % | 847 | IN STOCK | Copper | Unarmoured | BLACK | Class 2 (Stranded) |  |  | 2.5 | Braided Screen |  | 5 CORE | OEM |  | 2.5 SQMM X 5 CORE Unarmoured Copper CABLE | https://drive.google.com/file/d/1BsLgjDCudD9pWt_bWP-PCMLuL-elOzIv/view?usp=sharing
238 | LDC | Industrial Braided-Unarmoured Screen Cable | Industrial Braided-Unarmoured Screen Cable | 54/.30MM |  | Per Meter | Polycab | 0 | 40 % |  | IN STOCK | Copper | Unarmoured | BLACK | Class 2 (Stranded) |  |  | 4 | Braided Screen |  | 5 CORE | OEM |  | 4 SQMM X 5 CORE Unarmoured Copper CABLE | https://drive.google.com/file/d/1BsLgjDCudD9pWt_bWP-PCMLuL-elOzIv/view?usp=sharing
239 | LDC | Industrial Braided-Unarmoured Screen Cable | Industrial Braided-Unarmoured Screen Cable | 84/.30MM |  | Per Meter | Polycab | 0 | 40 % |  | IN STOCK | Copper | Unarmoured | BLACK | Class 2 (Stranded) |  |  | 6 | Braided Screen |  | 5 CORE | OEM |  | 6 SQMM X 5 CORE Unarmoured Copper CABLE | https://drive.google.com/file/d/1BsLgjDCudD9pWt_bWP-PCMLuL-elOzIv/view?usp=sharing
240 | LDC | Industrial Braided-Unarmoured Screen Cable | Industrial Braided-Unarmoured Screen Cable | 16/.20MM |  | Per Meter | Polycab | 189 | 40 % | 315 | IN STOCK | Copper | Unarmoured | BLACK | Class 2 (Stranded) |  |  | 0.5 | Braided Screen |  | 6 CORE | OEM |  | 0.5 SQMM X 6 CORE Unarmoured Copper CABLE | https://drive.google.com/file/d/1696gnCLfeXR7V_esq1kgqjmR-bgAdMoO/view?usp=sharing
241 | LDC | Industrial Braided-Unarmoured Screen Cable | Industrial Braided-Unarmoured Screen Cable | 24/.20MM |  | Per Meter | Polycab | 238.2 | 40 % | 397 | IN STOCK | Copper | Unarmoured | BLACK | Class 2 (Stranded) |  |  | 0.75 | Braided Screen |  | 6 CORE | OEM |  | 0.75 SQMM X 6 CORE Unarmoured Copper CABLE | https://drive.google.com/file/d/1696gnCLfeXR7V_esq1kgqjmR-bgAdMoO/view?usp=sharing
242 | LDC | Industrial Braided-Unarmoured Screen Cable | Industrial Braided-Unarmoured Screen Cable | 32/.20MM |  | Per Meter | Polycab | 299.4 | 40 % | 499 | IN STOCK | Copper | Unarmoured | BLACK | Class 2 (Stranded) |  |  | 1.0 | Braided Screen |  | 6 CORE | OEM |  | 1.0 SQMM X 6 CORE Unarmoured Copper CABLE | https://drive.google.com/file/d/1696gnCLfeXR7V_esq1kgqjmR-bgAdMoO/view?usp=sharing
243 | LDC | Industrial Braided-Unarmoured Screen Cable | Industrial Braided-Unarmoured Screen Cable | 48/.20MM |  | Per Meter | Polycab | 384.6 | 40 % | 641 | IN STOCK | Copper | Unarmoured | BLACK | Class 2 (Stranded) |  |  | 1.5 | Braided Screen |  | 6 CORE | OEM |  | 1.5 SQMM X 6 CORE Unarmoured Copper CABLE | https://drive.google.com/file/d/1696gnCLfeXR7V_esq1kgqjmR-bgAdMoO/view?usp=sharing
244 | LDC | Industrial Braided-Unarmoured Screen Cable | Industrial Braided-Unarmoured Screen Cable | 80/.20MM |  | Per Meter | Polycab | 595.2 | 40 % | 992 | IN STOCK | Copper | Unarmoured | BLACK | Class 2 (Stranded) |  |  | 2.5 | Braided Screen |  | 6 CORE | OEM |  | 2.5 SQMM X 6 CORE Unarmoured Copper CABLE | https://drive.google.com/file/d/1696gnCLfeXR7V_esq1kgqjmR-bgAdMoO/view?usp=sharing
245 | LDC | Industrial Braided-Unarmoured Screen Cable | Industrial Braided-Unarmoured Screen Cable | 54/.30MM |  | Per Meter | Polycab | 0 | 40 % |  | IN STOCK | Copper | Unarmoured | BLACK | Class 2 (Stranded) |  |  | 4 | Braided Screen |  | 6 CORE | OEM |  | 4 SQMM X 6 CORE Unarmoured Copper CABLE | https://drive.google.com/file/d/1696gnCLfeXR7V_esq1kgqjmR-bgAdMoO/view?usp=sharing
246 | LDC | Industrial Braided-Unarmoured Screen Cable | Industrial Braided-Unarmoured Screen Cable | 84/.30MM |  | Per Meter | Polycab | 0 | 40 % |  | IN STOCK | Copper | Unarmoured | BLACK | Class 2 (Stranded) |  |  | 6 | Braided Screen |  | 6 CORE | OEM |  | 6 SQMM X 6 CORE Unarmoured Copper CABLE | https://drive.google.com/file/d/1696gnCLfeXR7V_esq1kgqjmR-bgAdMoO/view?usp=sharing
247 | LDC | Industrial Braided-Unarmoured Screen Cable | Industrial Braided-Unarmoured Screen Cable | 16/.20MM |  | Per Meter | Polycab | 204 | 40 % | 340 | IN STOCK | Copper | Unarmoured | BLACK | Class 2 (Stranded) |  |  | 0.5 | Braided Screen |  | 7 CORE | OEM |  | 0.5 SQMM X 7 CORE Unarmoured Copper CABLE | https://drive.google.com/file/d/1WX_ImjJ4X1YKvP2zkTIACxtaTGQ0briz/view?usp=sharing
248 | LDC | Industrial Braided-Unarmoured Screen Cable | Industrial Braided-Unarmoured Screen Cable | 24/.20MM |  | Per Meter | Polycab | 262.8 | 40 % | 438 | IN STOCK | Copper | Unarmoured | BLACK | Class 2 (Stranded) |  |  | 0.75 | Braided Screen |  | 7 CORE | OEM |  | 0.75 SQMM X 7 CORE Unarmoured Copper CABLE | https://drive.google.com/file/d/1WX_ImjJ4X1YKvP2zkTIACxtaTGQ0briz/view?usp=sharing
249 | LDC | Industrial Braided-Unarmoured Screen Cable | Industrial Braided-Unarmoured Screen Cable | 32/.20MM |  | Per Meter | Polycab | 325.2 | 40 % | 542 | IN STOCK | Copper | Unarmoured | BLACK | Class 2 (Stranded) |  |  | 1.0 | Braided Screen |  | 7 CORE | OEM |  | 1.0 SQMM X 7 CORE Unarmoured Copper CABLE | https://drive.google.com/file/d/1WX_ImjJ4X1YKvP2zkTIACxtaTGQ0briz/view?usp=sharing
250 | LDC | Industrial Braided-Unarmoured Screen Cable | Industrial Braided-Unarmoured Screen Cable | 48/.20MM |  | Per Meter | Polycab | 433.8 | 40 % | 723 | IN STOCK | Copper | Unarmoured | BLACK | Class 2 (Stranded) |  |  | 1.5 | Braided Screen |  | 7 CORE | OEM |  | 1.5 SQMM X 7 CORE Unarmoured Copper CABLE | https://drive.google.com/file/d/1WX_ImjJ4X1YKvP2zkTIACxtaTGQ0briz/view?usp=sharing
251 | LDC | Industrial Braided-Unarmoured Screen Cable | Industrial Braided-Unarmoured Screen Cable | 80/.20MM |  | Per Meter | Polycab | 691.8 | 40 % | 1153 | IN STOCK | Copper | Unarmoured | BLACK | Class 2 (Stranded) |  |  | 2.5 | Braided Screen |  | 7 CORE | OEM |  | 2.5 SQMM X 7 CORE Unarmoured Copper CABLE | https://drive.google.com/file/d/1WX_ImjJ4X1YKvP2zkTIACxtaTGQ0briz/view?usp=sharing
252 | LDC | Industrial Braided-Unarmoured Screen Cable | Industrial Braided-Unarmoured Screen Cable | 54/.30MM |  | Per Meter | Polycab | 0 | 40 % |  | IN STOCK | Copper | Unarmoured | BLACK | Class 2 (Stranded) |  |  | 4 | Braided Screen |  | 7 CORE | OEM |  | 4 SQMM X 7 CORE Unarmoured Copper CABLE | https://drive.google.com/file/d/1WX_ImjJ4X1YKvP2zkTIACxtaTGQ0briz/view?usp=sharing
253 | LDC | Industrial Braided-Unarmoured Screen Cable | Industrial Braided-Unarmoured Screen Cable | 84/.30MM |  | Per Meter | Polycab | 0 | 40 % |  | IN STOCK | Copper | Unarmoured | BLACK | Class 2 (Stranded) |  |  | 6 | Braided Screen |  | 7 CORE | OEM |  | 6 SQMM X 7 CORE Unarmoured Copper CABLE | https://drive.google.com/file/d/1WX_ImjJ4X1YKvP2zkTIACxtaTGQ0briz/view?usp=sharing
254 | LDC | Industrial Braided-Unarmoured Screen Cable | Industrial Braided-Unarmoured Screen Cable | 16/.20MM |  | Per Meter | Polycab | 223.8 | 40 % | 373 | IN STOCK | Copper | Unarmoured | BLACK | Class 2 (Stranded) |  |  | 0.5 | Braided Screen |  | 8 CORE | OEM |  | 0.5 SQMM X 8 CORE Unarmoured Copper CABLE | https://drive.google.com/file/d/1LRtyAk7hUxSP9UA6v9zKnQNzLEfN4tQr/view?usp=sharing
255 | LDC | Industrial Braided-Unarmoured Screen Cable | Industrial Braided-Unarmoured Screen Cable | 24/.20MM |  | Per Meter | Polycab | 294 | 40 % | 490 | IN STOCK | Copper | Unarmoured | BLACK | Class 2 (Stranded) |  |  | 0.75 | Braided Screen |  | 8 CORE | OEM |  | 0.75 SQMM X 8 CORE Unarmoured Copper CABLE | https://drive.google.com/file/d/1LRtyAk7hUxSP9UA6v9zKnQNzLEfN4tQr/view?usp=sharing
256 | LDC | Industrial Braided-Unarmoured Screen Cable | Industrial Braided-Unarmoured Screen Cable | 32/.20MM |  | Per Meter | Polycab | 366.6 | 40 % | 611 | IN STOCK | Copper | Unarmoured | BLACK | Class 2 (Stranded) |  |  | 1.0 | Braided Screen |  | 8 CORE | OEM |  | 1.0 SQMM X 8 CORE Unarmoured Copper CABLE | https://drive.google.com/file/d/1LRtyAk7hUxSP9UA6v9zKnQNzLEfN4tQr/view?usp=sharing
257 | LDC | Industrial Braided-Unarmoured Screen Cable | Industrial Braided-Unarmoured Screen Cable | 48/.20MM |  | Per Meter | Polycab | 492 | 40 % | 820 | IN STOCK | Copper | Unarmoured | BLACK | Class 2 (Stranded) |  |  | 1.5 | Braided Screen |  | 8 CORE | OEM |  | 1.5 SQMM X 8 CORE Unarmoured Copper CABLE | https://drive.google.com/file/d/1LRtyAk7hUxSP9UA6v9zKnQNzLEfN4tQr/view?usp=sharing
258 | LDC | Industrial Braided-Unarmoured Screen Cable | Industrial Braided-Unarmoured Screen Cable | 80/.20MM |  | Per Meter | Polycab | 800.4 | 40 % | 1334 | IN STOCK | Copper | Unarmoured | BLACK | Class 2 (Stranded) |  |  | 2.5 | Braided Screen |  | 8 CORE | OEM |  | 2.5 SQMM X 8 CORE Unarmoured Copper CABLE | https://drive.google.com/file/d/1LRtyAk7hUxSP9UA6v9zKnQNzLEfN4tQr/view?usp=sharing
259 | LDC | Industrial Braided-Unarmoured Screen Cable | Industrial Braided-Unarmoured Screen Cable | 54/.30MM |  | Per Meter | Polycab | 0 | 40 % |  | IN STOCK | Copper | Unarmoured | BLACK | Class 2 (Stranded) |  |  | 4 | Braided Screen |  | 8 CORE | OEM |  | 4 SQMM X 8 CORE Unarmoured Copper CABLE | https://drive.google.com/file/d/1LRtyAk7hUxSP9UA6v9zKnQNzLEfN4tQr/view?usp=sharing
260 | LDC | Industrial Braided-Unarmoured Screen Cable | Industrial Braided-Unarmoured Screen Cable | 84/.30MM |  | Per Meter | Polycab | 0 | 40 % |  | IN STOCK | Copper | Unarmoured | BLACK | Class 2 (Stranded) |  |  | 6 | Braided Screen |  | 8 CORE | OEM |  | 6 SQMM X 8 CORE Unarmoured Copper CABLE | https://drive.google.com/file/d/1LRtyAk7hUxSP9UA6v9zKnQNzLEfN4tQr/view?usp=sharing
261 | LDC | Industrial Braided-Unarmoured Screen Cable | Industrial Braided-Unarmoured Screen Cable | 16/.20MM |  | Per Meter | Polycab | 266.4 | 40 % | 444 | IN STOCK | Copper | Unarmoured | BLACK | Class 2 (Stranded) |  |  | 0.5 | Braided Screen |  | 10 CORE | OEM |  | 0.5 SQMM X 10 CORE Unarmoured Copper CABLE | https://drive.google.com/file/d/1l7yAAJXLOhBrOBxWhz6JVnfr8F9G4uQ2/view?usp=sharing
262 | LDC | Industrial Braided-Unarmoured Screen Cable | Industrial Braided-Unarmoured Screen Cable | 24/.20MM |  | Per Meter | Polycab | 353.4 | 40 % | 589 | IN STOCK | Copper | Unarmoured | BLACK | Class 2 (Stranded) |  |  | 0.75 | Braided Screen |  | 10 CORE | OEM |  | 0.75 SQMM X 10 CORE Unarmoured Copper CABLE | https://drive.google.com/file/d/1l7yAAJXLOhBrOBxWhz6JVnfr8F9G4uQ2/view?usp=sharing
263 | LDC | Industrial Braided-Unarmoured Screen Cable | Industrial Braided-Unarmoured Screen Cable | 32/.20MM |  | Per Meter | Polycab | 439.8 | 40 % | 733 | IN STOCK | Copper | Unarmoured | BLACK | Class 2 (Stranded) |  |  | 1.0 | Braided Screen |  | 10 CORE | OEM |  | 1.0 SQMM X 10 CORE Unarmoured Copper CABLE | https://drive.google.com/file/d/1l7yAAJXLOhBrOBxWhz6JVnfr8F9G4uQ2/view?usp=sharing
264 | LDC | Industrial Braided-Unarmoured Screen Cable | Industrial Braided-Unarmoured Screen Cable | 48/.20MM |  | Per Meter | Polycab | 597 | 40 % | 995 | IN STOCK | Copper | Unarmoured | BLACK | Class 2 (Stranded) |  |  | 1.5 | Braided Screen |  | 10 CORE | OEM |  | 1.5 SQMM X 10 CORE Unarmoured Copper CABLE | https://drive.google.com/file/d/1l7yAAJXLOhBrOBxWhz6JVnfr8F9G4uQ2/view?usp=sharing
265 | LDC | Industrial Braided-Unarmoured Screen Cable | Industrial Braided-Unarmoured Screen Cable | 80/.20MM |  | Per Meter | Polycab | 893.4 | 40 % | 1489 | IN STOCK | Copper | Unarmoured | BLACK | Class 2 (Stranded) |  |  | 2.5 | Braided Screen |  | 10 CORE | OEM |  | 2.5 SQMM X 10 CORE Unarmoured Copper CABLE | https://drive.google.com/file/d/1l7yAAJXLOhBrOBxWhz6JVnfr8F9G4uQ2/view?usp=sharing
266 | LDC | Industrial Braided-Unarmoured Screen Cable | Industrial Braided-Unarmoured Screen Cable | 54/.30MM |  | Per Meter | Polycab | 0 | 40 % |  | IN STOCK | Copper | Unarmoured | BLACK | Class 2 (Stranded) |  |  | 4 | Braided Screen |  | 10 CORE | OEM |  | 4 SQMM X 10 CORE Unarmoured Copper CABLE | https://drive.google.com/file/d/1l7yAAJXLOhBrOBxWhz6JVnfr8F9G4uQ2/view?usp=sharing
267 | LDC | Industrial Braided-Unarmoured Screen Cable | Industrial Braided-Unarmoured Screen Cable | 84/.30MM |  | Per Meter | Polycab | 0 | 40 % |  | IN STOCK | Copper | Unarmoured | BLACK | Class 2 (Stranded) |  |  | 6 | Braided Screen |  | 10 CORE | OEM |  | 6 SQMM X 10 CORE Unarmoured Copper CABLE | https://drive.google.com/file/d/1l7yAAJXLOhBrOBxWhz6JVnfr8F9G4uQ2/view?usp=sharing
268 | LDC | Industrial Braided-Unarmoured Screen Cable | Industrial Braided-Unarmoured Screen Cable | 16/.20MM |  | Per Meter | Polycab | 305.4 | 40 % | 509 | IN STOCK | Copper | Unarmoured | BLACK | Class 2 (Stranded) |  |  | 0.5 | Braided Screen |  | 12 CORE | OEM |  | 0.5 SQMM X 12 CORE Unarmoured Copper CABLE | https://drive.google.com/file/d/1W7PGdpbb_2Agngl2R0mttwwDoulJFJIF/view?usp=sharing
269 | LDC | Industrial Braided-Unarmoured Screen Cable | Industrial Braided-Unarmoured Screen Cable | 24/.20MM |  | Per Meter | Polycab | 416.4 | 40 % | 694 | IN STOCK | Copper | Unarmoured | BLACK | Class 2 (Stranded) |  |  | 0.75 | Braided Screen |  | 12 CORE | OEM |  | 0.75 SQMM X 12 CORE Unarmoured Copper CABLE | https://drive.google.com/file/d/1W7PGdpbb_2Agngl2R0mttwwDoulJFJIF/view?usp=sharing
270 | LDC | Industrial Braided-Unarmoured Screen Cable | Industrial Braided-Unarmoured Screen Cable | 32/.20MM |  | Per Meter | Polycab | 521.4 | 40 % | 869 | IN STOCK | Copper | Unarmoured | BLACK | Class 2 (Stranded) |  |  | 1.0 | Braided Screen |  | 12 CORE | OEM |  | 1.0 SQMM X 12 CORE Unarmoured Copper CABLE | https://drive.google.com/file/d/1W7PGdpbb_2Agngl2R0mttwwDoulJFJIF/view?usp=sharing
271 | LDC | Industrial Braided-Unarmoured Screen Cable | Industrial Braided-Unarmoured Screen Cable | 48/.20MM |  | Per Meter | Polycab | 718.2 | 40 % | 1197 | IN STOCK | Copper | Unarmoured | BLACK | Class 2 (Stranded) |  |  | 1.5 | Braided Screen |  | 12 CORE | OEM |  | 1.5 SQMM X 12 CORE Unarmoured Copper CABLE | https://drive.google.com/file/d/1W7PGdpbb_2Agngl2R0mttwwDoulJFJIF/view?usp=sharing
272 | LDC | Industrial Braided-Unarmoured Screen Cable | Industrial Braided-Unarmoured Screen Cable | 80/.20MM |  | Per Meter | Polycab | 1142.4 | 40 % | 1904 | IN STOCK | Copper | Unarmoured | BLACK | Class 2 (Stranded) |  |  | 2.5 | Braided Screen |  | 12 CORE | OEM |  | 2.5 SQMM X 12 CORE Unarmoured Copper CABLE | https://drive.google.com/file/d/1W7PGdpbb_2Agngl2R0mttwwDoulJFJIF/view?usp=sharing
273 | LDC | Industrial Braided-Unarmoured Screen Cable | Industrial Braided-Unarmoured Screen Cable | 54/.30MM |  | Per Meter | Polycab | 0 | 40 % |  | IN STOCK | Copper | Unarmoured | BLACK | Class 2 (Stranded) |  |  | 4 | Braided Screen |  | 12 CORE | OEM |  | 4 SQMM X 12 CORE Unarmoured Copper CABLE | https://drive.google.com/file/d/1W7PGdpbb_2Agngl2R0mttwwDoulJFJIF/view?usp=sharing
274 | LDC | Industrial Braided-Unarmoured Screen Cable | Industrial Braided-Unarmoured Screen Cable | 84/.30MM |  | Per Meter | Polycab | 0 | 40 % |  | IN STOCK | Copper | Unarmoured | BLACK | Class 2 (Stranded) |  |  | 6 | Braided Screen |  | 12 CORE | OEM |  | 6 SQMM X 12 CORE Unarmoured Copper CABLE | https://drive.google.com/file/d/1W7PGdpbb_2Agngl2R0mttwwDoulJFJIF/view?usp=sharing
275 | LDC | Industrial Braided-Unarmoured Screen Cable | Industrial Braided-Unarmoured Screen Cable | 16/.20MM |  | Per Meter | Polycab | 360 | 40 % | 600 | IN STOCK | Copper | Unarmoured | BLACK | Class 2 (Stranded) |  |  | 0.5 | Braided Screen |  | 14 CORE | OEM |  | 0.5 SQMM X 14 CORE Unarmoured Copper CABLE | https://drive.google.com/file/d/1Pgjrf0FkeQUckB72LxdH4EVu3Vo48dGZ/view?usp=sharing
276 | LDC | Industrial Braided-Unarmoured Screen Cable | Industrial Braided-Unarmoured Screen Cable | 24/.20MM |  | Per Meter | Polycab | 486.6 | 40 % | 811 | IN STOCK | Copper | Unarmoured | BLACK | Class 2 (Stranded) |  |  | 0.75 | Braided Screen |  | 14 CORE | OEM |  | 0.75 SQMM X 14 CORE Unarmoured Copper CABLE | https://drive.google.com/file/d/1Pgjrf0FkeQUckB72LxdH4EVu3Vo48dGZ/view?usp=sharing
277 | LDC | Industrial Braided-Unarmoured Screen Cable | Industrial Braided-Unarmoured Screen Cable | 32/.20MM |  | Per Meter | Polycab | 604.8 | 40 % | 1008 | IN STOCK | Copper | Unarmoured | BLACK | Class 2 (Stranded) |  |  | 1.0 | Braided Screen |  | 14 CORE | OEM |  | 1.0 SQMM X 14 CORE Unarmoured Copper CABLE | https://drive.google.com/file/d/1Pgjrf0FkeQUckB72LxdH4EVu3Vo48dGZ/view?usp=sharing
278 | LDC | Industrial Braided-Unarmoured Screen Cable | Industrial Braided-Unarmoured Screen Cable | 48/.20MM |  | Per Meter | Polycab | 819 | 40 % | 1365 | IN STOCK | Copper | Unarmoured | BLACK | Class 2 (Stranded) |  |  | 1.5 | Braided Screen |  | 14 CORE | OEM |  | 1.5 SQMM X 14 CORE Unarmoured Copper CABLE | https://drive.google.com/file/d/1Pgjrf0FkeQUckB72LxdH4EVu3Vo48dGZ/view?usp=sharing
279 | LDC | Industrial Braided-Unarmoured Screen Cable | Industrial Braided-Unarmoured Screen Cable | 80/.20MM |  | Per Meter | Polycab | 1258.8 | 40 % | 2098 | IN STOCK | Copper | Unarmoured | BLACK | Class 2 (Stranded) |  |  | 2.5 | Braided Screen |  | 14 CORE | OEM |  | 2.5 SQMM X 14 CORE Unarmoured Copper CABLE | https://drive.google.com/file/d/1Pgjrf0FkeQUckB72LxdH4EVu3Vo48dGZ/view?usp=sharing
280 | LDC | Industrial Braided-Unarmoured Screen Cable | Industrial Braided-Unarmoured Screen Cable | 54/.30MM |  | Per Meter | Polycab | 0 | 40 % |  | IN STOCK | Copper | Unarmoured | BLACK | Class 2 (Stranded) |  |  | 4 | Braided Screen |  | 14 CORE | OEM |  | 4 SQMM X 14 CORE Unarmoured Copper CABLE | https://drive.google.com/file/d/1Pgjrf0FkeQUckB72LxdH4EVu3Vo48dGZ/view?usp=sharing
281 | LDC | Industrial Braided-Unarmoured Screen Cable | Industrial Braided-Unarmoured Screen Cable | 84/.30MM |  | Per Meter | Polycab | 0 | 40 % |  | IN STOCK | Copper | Unarmoured | BLACK | Class 2 (Stranded) |  |  | 6 | Braided Screen |  | 14 CORE | OEM |  | 6 SQMM X 14 CORE Unarmoured Copper CABLE | https://drive.google.com/file/d/1Pgjrf0FkeQUckB72LxdH4EVu3Vo48dGZ/view?usp=sharing
282 | LDC | Industrial Braided-Unarmoured Screen Cable | Industrial Braided-Unarmoured Screen Cable | 16/.20MM |  | Per Meter | Polycab | 394.2 | 40 % | 657 | IN STOCK | Copper | Unarmoured | BLACK | Class 2 (Stranded) |  |  | 0.5 | Braided Screen |  | 16 CORE | OEM |  | 0.5 SQMM X 16 CORE Unarmoured Copper CABLE | https://drive.google.com/file/d/14hzvJzHYP3HwxHPyz0oswIDNCeG8gWhg/view?usp=sharing
283 | LDC | Industrial Braided-Unarmoured Screen Cable | Industrial Braided-Unarmoured Screen Cable | 24/.20MM |  | Per Meter | Polycab | 532.8 | 40 % | 888 | IN STOCK | Copper | Unarmoured | BLACK | Class 2 (Stranded) |  |  | 0.75 | Braided Screen |  | 16 CORE | OEM |  | 0.75 SQMM X 16 CORE Unarmoured Copper CABLE | https://drive.google.com/file/d/14hzvJzHYP3HwxHPyz0oswIDNCeG8gWhg/view?usp=sharing
284 | LDC | Industrial Braided-Unarmoured Screen Cable | Industrial Braided-Unarmoured Screen Cable | 32/.20MM |  | Per Meter | Polycab | 680.4 | 40 % | 1134 | IN STOCK | Copper | Unarmoured | BLACK | Class 2 (Stranded) |  |  | 1.0 | Braided Screen |  | 16 CORE | OEM |  | 1.0 SQMM X 16 CORE Unarmoured Copper CABLE | https://drive.google.com/file/d/14hzvJzHYP3HwxHPyz0oswIDNCeG8gWhg/view?usp=sharing
285 | LDC | Industrial Braided-Unarmoured Screen Cable | Industrial Braided-Unarmoured Screen Cable | 48/.20MM |  | Per Meter | Polycab | 925.2 | 40 % | 1542 | IN STOCK | Copper | Unarmoured | BLACK | Class 2 (Stranded) |  |  | 1.5 | Braided Screen |  | 16 CORE | OEM |  | 1.5 SQMM X 16 CORE Unarmoured Copper CABLE | https://drive.google.com/file/d/14hzvJzHYP3HwxHPyz0oswIDNCeG8gWhg/view?usp=sharing
286 | LDC | Industrial Braided-Unarmoured Screen Cable | Industrial Braided-Unarmoured Screen Cable | 80/.20MM |  | Per Meter | Polycab | 1481.4 | 40 % | 2469 | IN STOCK | Copper | Unarmoured | BLACK | Class 2 (Stranded) |  |  | 2.5 | Braided Screen |  | 16 CORE | OEM |  | 2.5 SQMM X 16 CORE Unarmoured Copper CABLE | https://drive.google.com/file/d/14hzvJzHYP3HwxHPyz0oswIDNCeG8gWhg/view?usp=sharing
287 | LDC | Industrial Braided-Unarmoured Screen Cable | Industrial Braided-Unarmoured Screen Cable | 54/.30MM |  | Per Meter | Polycab | 0 | 40 % |  | IN STOCK | Copper | Unarmoured | BLACK | Class 2 (Stranded) |  |  | 4 | Braided Screen |  | 16 CORE | OEM |  | 4 SQMM X 16 CORE Unarmoured Copper CABLE | https://drive.google.com/file/d/14hzvJzHYP3HwxHPyz0oswIDNCeG8gWhg/view?usp=sharing
288 | LDC | Industrial Braided-Unarmoured Screen Cable | Industrial Braided-Unarmoured Screen Cable | 84/.30MM |  | Per Meter | Polycab | 0 | 40 % |  | IN STOCK | Copper | Unarmoured | BLACK | Class 2 (Stranded) |  |  | 6 | Braided Screen |  | 16 CORE | OEM |  | 6 SQMM X 16 CORE Unarmoured Copper CABLE | https://drive.google.com/file/d/14hzvJzHYP3HwxHPyz0oswIDNCeG8gWhg/view?usp=sharing
289 | LDC | Industrial Braided-Unarmoured Screen Cable | Industrial Braided-Unarmoured Screen Cable | 16/.20MM |  | Per Meter | Polycab | 451.8 | 40 % | 753 | IN STOCK | Copper | Unarmoured | BLACK | Class 2 (Stranded) |  |  | 0.5 | Braided Screen |  | 19 CORE | OEM |  | 0.5 SQMM X 19 CORE Unarmoured Copper CABLE | https://drive.google.com/file/d/1QBQlt8HTK7qCaNnmAMdbEHspRUnVjFet/view?usp=sharing
290 | LDC | Industrial Braided-Unarmoured Screen Cable | Industrial Braided-Unarmoured Screen Cable | 24/.20MM |  | Per Meter | Polycab | 614.4 | 40 % | 1024 | IN STOCK | Copper | Unarmoured | BLACK | Class 2 (Stranded) |  |  | 0.75 | Braided Screen |  | 19 CORE | OEM |  | 0.75 SQMM X 19 CORE Unarmoured Copper CABLE | https://drive.google.com/file/d/1QBQlt8HTK7qCaNnmAMdbEHspRUnVjFet/view?usp=sharing
291 | LDC | Industrial Braided-Unarmoured Screen Cable | Industrial Braided-Unarmoured Screen Cable | 32/.20MM |  | Per Meter | Polycab | 801 | 40 % | 1335 | IN STOCK | Copper | Unarmoured | BLACK | Class 2 (Stranded) |  |  | 1.0 | Braided Screen |  | 19 CORE | OEM |  | 1.0 SQMM X 19 CORE Unarmoured Copper CABLE | https://drive.google.com/file/d/1QBQlt8HTK7qCaNnmAMdbEHspRUnVjFet/view?usp=sharing
292 | LDC | Industrial Braided-Unarmoured Screen Cable | Industrial Braided-Unarmoured Screen Cable | 48/.20MM |  | Per Meter | Polycab | 1074.6 | 40 % | 1791 | IN STOCK | Copper | Unarmoured | BLACK | Class 2 (Stranded) |  |  | 1.5 | Braided Screen |  | 19 CORE | OEM |  | 1.5 SQMM X 19 CORE Unarmoured Copper CABLE | https://drive.google.com/file/d/1QBQlt8HTK7qCaNnmAMdbEHspRUnVjFet/view?usp=sharing
293 | LDC | Industrial Braided-Unarmoured Screen Cable | Industrial Braided-Unarmoured Screen Cable | 80/.20MM |  | Per Meter | Polycab | 1912.2 | 40 % | 3187 | IN STOCK | Copper | Unarmoured | BLACK | Class 2 (Stranded) |  |  | 2.5 | Braided Screen |  | 19 CORE | OEM |  | 2.5 SQMM X 19 CORE Unarmoured Copper CABLE | https://drive.google.com/file/d/1QBQlt8HTK7qCaNnmAMdbEHspRUnVjFet/view?usp=sharing
294 | LDC | Industrial Braided-Unarmoured Screen Cable | Industrial Braided-Unarmoured Screen Cable | 54/.30MM |  | Per Meter | Polycab | 0 | 40 % |  | IN STOCK | Copper | Unarmoured | BLACK | Class 2 (Stranded) |  |  | 4 | Braided Screen |  | 19 CORE | OEM |  | 4 SQMM X 19 CORE Unarmoured Copper CABLE | https://drive.google.com/file/d/1QBQlt8HTK7qCaNnmAMdbEHspRUnVjFet/view?usp=sharing
295 | LDC | Industrial Braided-Unarmoured Screen Cable | Industrial Braided-Unarmoured Screen Cable | 84/.30MM |  | Per Meter | Polycab | 0 | 40 % |  | IN STOCK | Copper | Unarmoured | BLACK | Class 2 (Stranded) |  |  | 6 | Braided Screen |  | 19 CORE | OEM |  | 6 SQMM X 19 CORE Unarmoured Copper CABLE | https://drive.google.com/file/d/1QBQlt8HTK7qCaNnmAMdbEHspRUnVjFet/view?usp=sharing
296 | LDC | Industrial Braided-Unarmoured Screen Cable | Industrial Braided-Unarmoured Screen Cable | 16/.20MM |  | Per Meter | Polycab | 561.6 | 40 % | 936 | IN STOCK | Copper | Unarmoured | BLACK | Class 2 (Stranded) |  |  | 0.5 | Braided Screen |  | 24 CORE | OEM |  | 0.5 SQMM X 24 CORE Unarmoured Copper CABLE | https://drive.google.com/file/d/1IU-JLDigfXrhA7kyNateGrMqduo7K_GL/view?usp=sharing
297 | LDC | Industrial Braided-Unarmoured Screen Cable | Industrial Braided-Unarmoured Screen Cable | 24/.20MM |  | Per Meter | Polycab | 753 | 40 % | 1255 | IN STOCK | Copper | Unarmoured | BLACK | Class 2 (Stranded) |  |  | 0.75 | Braided Screen |  | 24 CORE | OEM |  | 0.75 SQMM X 24 CORE Unarmoured Copper CABLE | https://drive.google.com/file/d/1IU-JLDigfXrhA7kyNateGrMqduo7K_GL/view?usp=sharing
298 | LDC | Industrial Braided-Unarmoured Screen Cable | Industrial Braided-Unarmoured Screen Cable | 32/.20MM |  | Per Meter | Polycab | 972.6 | 40 % | 1621 | IN STOCK | Copper | Unarmoured | BLACK | Class 2 (Stranded) |  |  | 1.0 | Braided Screen |  | 24 CORE | OEM |  | 1.0 SQMM X 24 CORE Unarmoured Copper CABLE | https://drive.google.com/file/d/1IU-JLDigfXrhA7kyNateGrMqduo7K_GL/view?usp=sharing
299 | LDC | Industrial Braided-Unarmoured Screen Cable | Industrial Braided-Unarmoured Screen Cable | 48/.20MM |  | Per Meter | Polycab | 1348.2 | 40 % | 2247 | IN STOCK | Copper | Unarmoured | BLACK | Class 2 (Stranded) |  |  | 1.5 | Braided Screen |  | 24 CORE | OEM |  | 1.5 SQMM X 24 CORE Unarmoured Copper CABLE | https://drive.google.com/file/d/1IU-JLDigfXrhA7kyNateGrMqduo7K_GL/view?usp=sharing
300 | LDC | Industrial Braided-Unarmoured Screen Cable | Industrial Braided-Unarmoured Screen Cable | 80/.20MM |  | Per Meter | Polycab | 2397.6 | 40 % | 3996 | IN STOCK | Copper | Unarmoured | BLACK | Class 2 (Stranded) |  |  | 2.5 | Braided Screen |  | 24 CORE | OEM |  | 2.5 SQMM X 24 CORE Unarmoured Copper CABLE | https://drive.google.com/file/d/1IU-JLDigfXrhA7kyNateGrMqduo7K_GL/view?usp=sharing
301 | LDC | Industrial Braided-Unarmoured Screen Cable | Industrial Braided-Unarmoured Screen Cable | 54/.30MM |  | Per Meter | Polycab | 0 | 40 % |  | IN STOCK | Copper | Unarmoured | BLACK | Class 2 (Stranded) |  |  | 4 | Braided Screen |  | 24 CORE | OEM |  | 4 SQMM X 24 CORE Unarmoured Copper CABLE | https://drive.google.com/file/d/1IU-JLDigfXrhA7kyNateGrMqduo7K_GL/view?usp=sharing
302 | LDC | Industrial Braided-Unarmoured Screen Cable | Industrial Braided-Unarmoured Screen Cable | 84/.30MM |  | Per Meter | Polycab | 0 | 40 % |  | IN STOCK | Copper | Unarmoured | BLACK | Class 2 (Stranded) |  |  | 6 | Braided Screen |  | 24 CORE | OEM |  | 6 SQMM X 24 CORE Unarmoured Copper CABLE | https://drive.google.com/file/d/1IU-JLDigfXrhA7kyNateGrMqduo7K_GL/view?usp=sharing
303 | LDC | Industrial Cable (Multistrand) | Industrial Cable |  | 7 | Coil (90 Mtr) | Polycab | 1407 | 40 % | 2345 | IN STOCK | Copper | Unarmoured | BLACK | Class 5 (Flexible) |  | FR | 0.75 |  |  | Single Core | OEM |  | 0.75 SQMM X Single Core Unarmoured Copper CABLE | https://drive.google.com/file/d/18aDZdhQS8z4sf1u1MIsg0F-PFpdBb-X2/view?usp=sharing
304 | LDC | Industrial Cable (Multistrand) | Industrial Cable |  | 7 | Coil (300 Mtr) | Polycab | 5905.2 | 40 % | 9842 | IN STOCK | Copper | Unarmoured | BLACK | Class 5 (Flexible) |  | FR (300/200 Mtr) | 0.75 |  |  | Single Core | OEM |  | 0.75 SQMM X Single Core Unarmoured Copper CABLE | https://drive.google.com/file/d/18aDZdhQS8z4sf1u1MIsg0F-PFpdBb-X2/view?usp=sharing
305 | LDC | Industrial Cable (Multistrand) | Industrial Cable |  | 7 | Coil (300 Mtr) | Polycab | 6016.2 | 40 % | 10027 | IN STOCK | Copper | Unarmoured | BLACK | Class 5 (Flexible) |  | FRLSH (300/200 Mtr) | 0.75 |  |  | Single Core | OEM |  | 0.75 SQMM X Single Core Unarmoured Copper CABLE | https://drive.google.com/file/d/18aDZdhQS8z4sf1u1MIsg0F-PFpdBb-X2/view?usp=sharing
306 | LDC | Industrial Cable (Multistrand) | Industrial Cable |  | 12 | Coil (90 Mtr) | Polycab | 1887 | 40 % | 3145 | IN STOCK | Copper | Unarmoured | BLACK | Class 5 (Flexible) |  | FR | 1 |  |  | Single Core | OEM |  | 1 SQMM X Single Core Unarmoured Copper CABLE | https://drive.google.com/file/d/18aDZdhQS8z4sf1u1MIsg0F-PFpdBb-X2/view?usp=sharing
307 | LDC | Industrial Cable (Multistrand) | Industrial Cable |  | 12 | Coil (300 Mtr) | Polycab | 7581 | 40 % | 12635 | IN STOCK | Copper | Unarmoured | BLACK | Class 5 (Flexible) |  | FR (300/200 Mtr) | 1 |  |  | Single Core | OEM |  | 1 SQMM X Single Core Unarmoured Copper CABLE | https://drive.google.com/file/d/18aDZdhQS8z4sf1u1MIsg0F-PFpdBb-X2/view?usp=sharing
308 | LDC | Industrial Cable (Multistrand) | Industrial Cable |  | 12 | Coil (300 Mtr) | Polycab | 7719 | 40 % | 12865 | IN STOCK | Copper | Unarmoured | BLACK | Class 5 (Flexible) |  | FRLSH (300/200 Mtr) | 1 |  |  | Single Core | OEM |  | 1 SQMM X Single Core Unarmoured Copper CABLE | https://drive.google.com/file/d/18aDZdhQS8z4sf1u1MIsg0F-PFpdBb-X2/view?usp=sharing
309 | LDC | Industrial Cable (Multistrand) | Industrial Cable |  | 16 | Coil (90 Mtr) | Polycab | 2760 | 40 % | 4600 | IN STOCK | Copper | Unarmoured | BLACK | Class 5 (Flexible) |  | FR | 1.5 |  |  | Single Core | OEM |  | 1.5 SQMM X Single Core Unarmoured Copper CABLE | https://drive.google.com/file/d/18aDZdhQS8z4sf1u1MIsg0F-PFpdBb-X2/view?usp=sharing
310 | LDC | Industrial Cable (Multistrand) | Industrial Cable |  | 16 | Coil (300 Mtr) | Polycab | 11106 | 40 % | 18510 | IN STOCK | Copper | Unarmoured | BLACK | Class 5 (Flexible) |  | FR (300/200 Mtr) | 1.5 |  |  | Single Core | OEM |  | 1.5 SQMM X Single Core Unarmoured Copper CABLE | https://drive.google.com/file/d/18aDZdhQS8z4sf1u1MIsg0F-PFpdBb-X2/view?usp=sharing
311 | LDC | Industrial Cable (Multistrand) | Industrial Cable |  | 16 | Coil (300 Mtr) | Polycab | 11325 | 40 % | 18875 | IN STOCK | Copper | Unarmoured | BLACK | Class 5 (Flexible) |  | FRLSH (300/200 Mtr) | 1.5 |  |  | Single Core | OEM |  | 1.5 SQMM X Single Core Unarmoured Copper CABLE | https://drive.google.com/file/d/18aDZdhQS8z4sf1u1MIsg0F-PFpdBb-X2/view?usp=sharing
312 | LDC | Industrial Cable (Multistrand) | Industrial Cable |  | 22 | Coil (90 Mtr) | Polycab | 4356 | 40 % | 7260 | IN STOCK | Copper | Unarmoured | BLACK | Class 5 (Flexible) |  | FR | 2.5 |  |  | Single Core | OEM |  | 2.5 SQMM X Single Core Unarmoured Copper CABLE | https://drive.google.com/file/d/18aDZdhQS8z4sf1u1MIsg0F-PFpdBb-X2/view?usp=sharing
313 | LDC | Industrial Cable (Multistrand) | Industrial Cable |  | 22 | Coil (300 Mtr) | Polycab | 18435 | 40 % | 30725 | IN STOCK | Copper | Unarmoured | BLACK | Class 5 (Flexible) |  | FR (300/200 Mtr) | 2.5 |  |  | Single Core | OEM |  | 2.5 SQMM X Single Core Unarmoured Copper CABLE | https://drive.google.com/file/d/18aDZdhQS8z4sf1u1MIsg0F-PFpdBb-X2/view?usp=sharing
314 | LDC | Industrial Cable (Multistrand) | Industrial Cable |  | 22 | Coil (300 Mtr) | Polycab | 18744 | 40 % | 31240 | IN STOCK | Copper | Unarmoured | BLACK | Class 5 (Flexible) |  | FRLSH (300/200 Mtr) | 2.5 |  |  | Single Core | OEM |  | 2.5 SQMM X Single Core Unarmoured Copper CABLE | https://drive.google.com/file/d/18aDZdhQS8z4sf1u1MIsg0F-PFpdBb-X2/view?usp=sharing
315 | LDC | Industrial Cable (Multistrand) | Industrial Cable |  | 29 | Coil (90 Mtr) | Polycab | 6378 | 40 % | 10630 | IN STOCK | Copper | Unarmoured | BLACK | Class 5 (Flexible) |  | FR | 4 |  |  | Single Core | OEM |  | 4 SQMM X Single Core Unarmoured Copper CABLE | https://drive.google.com/file/d/18aDZdhQS8z4sf1u1MIsg0F-PFpdBb-X2/view?usp=sharing
316 | LDC | Industrial Cable (Multistrand) | Industrial Cable |  | 29 | Coil ( 200 Mtr) | Polycab | 19167 | 40 % | 31945 | IN STOCK | Copper | Unarmoured | BLACK | Class 5 (Flexible) |  | FR (300/200 Mtr) | 4 |  |  | Single Core | OEM |  | 4 SQMM X Single Core Unarmoured Copper CABLE | https://drive.google.com/file/d/18aDZdhQS8z4sf1u1MIsg0F-PFpdBb-X2/view?usp=sharing
317 | LDC | Industrial Cable (Multistrand) | Industrial Cable |  | 29 | Coil ( 200 Mtr) | Polycab | 19419 | 40 % | 32365 | IN STOCK | Copper | Unarmoured | BLACK | Class 5 (Flexible) |  | FRLSH (300/200 Mtr) | 4 |  |  | Single Core | OEM |  | 4 SQMM X Single Core Unarmoured Copper CABLE | https://drive.google.com/file/d/18aDZdhQS8z4sf1u1MIsg0F-PFpdBb-X2/view?usp=sharing
318 | LDC | Industrial Cable (Multistrand) | Industrial Cable |  | 37 | Coil (90 Mtr) | Polycab | 9534 | 40 % | 15890 | IN STOCK | Copper | Unarmoured | BLACK | Class 5 (Flexible) |  | FR | 6 |  |  | Single Core | OEM |  | 6 SQMM X Single Core Unarmoured Copper CABLE | https://drive.google.com/file/d/18aDZdhQS8z4sf1u1MIsg0F-PFpdBb-X2/view?usp=sharing
319 | LDC | Industrial Cable (Multistrand) | Industrial Cable |  | 37 | Coil ( 200 Mtr) | Polycab | 28692 | 40 % | 47820 | IN STOCK | Copper | Unarmoured | BLACK | Class 5 (Flexible) |  | FR (300/200 Mtr) | 6 |  |  | Single Core | OEM |  | 6 SQMM X Single Core Unarmoured Copper CABLE | https://drive.google.com/file/d/18aDZdhQS8z4sf1u1MIsg0F-PFpdBb-X2/view?usp=sharing
320 | LDC | Industrial Cable (Multistrand) | Industrial Cable |  | 37 | Coil ( 200 Mtr) | Polycab | 29046 | 40 % | 48410 | IN STOCK | Copper | Unarmoured | BLACK | Class 5 (Flexible) |  | FRLSH (300/200 Mtr) | 6 |  |  | Single Core | OEM |  | 6 SQMM X Single Core Unarmoured Copper CABLE | https://drive.google.com/file/d/18aDZdhQS8z4sf1u1MIsg0F-PFpdBb-X2/view?usp=sharing
321 | LDC | Industrial Cable (Multistrand) | Industrial Cable |  | 45 | Coil ( 200 Mtr) | Polycab | 0 | 40 % |  | IN STOCK | Copper | Unarmoured | BLACK | Class 5 (Flexible) |  | FR | 10 |  |  | Single Core | OEM |  | 10 SQMM X Single Core Unarmoured Copper CABLE | https://drive.google.com/file/d/18aDZdhQS8z4sf1u1MIsg0F-PFpdBb-X2/view?usp=sharing
322 | LDC | Industrial Cable (Multistrand) | Industrial Cable |  | 45 | Coil ( 200 Mtr) | Polycab | 49371 | 40 % | 82285 | IN STOCK | Copper | Unarmoured | BLACK | Class 5 (Flexible) |  | FR (300/200 Mtr) | 10 |  |  | Single Core | OEM |  | 10 SQMM X Single Core Unarmoured Copper CABLE | https://drive.google.com/file/d/18aDZdhQS8z4sf1u1MIsg0F-PFpdBb-X2/view?usp=sharing
323 | LDC | Industrial Cable (Multistrand) | Industrial Cable |  | 45 | Coil ( 200 Mtr) | Polycab | 49944 | 40 % | 83240 | IN STOCK | Copper | Unarmoured | BLACK | Class 5 (Flexible) |  | FRLSH (300/200 Mtr) | 10 |  |  | Single Core | OEM |  | 10 SQMM X Single Core Unarmoured Copper CABLE | https://drive.google.com/file/d/18aDZdhQS8z4sf1u1MIsg0F-PFpdBb-X2/view?usp=sharing
324 | LDC | Industrial Cable (Multistrand) | Industrial Cable |  | 68 | Coil (90 Mtr) | Polycab | 0 | 40 % |  | IN STOCK | Copper | Unarmoured | BLACK | Class 5 (Flexible) |  | FR | 16 |  |  | Single Core | OEM |  | 16 SQMM X Single Core Unarmoured Copper CABLE | https://drive.google.com/file/d/18aDZdhQS8z4sf1u1MIsg0F-PFpdBb-X2/view?usp=sharing
325 | LDC | Industrial Cable (Multistrand) | Industrial Cable |  | 68 | Coil ( 200 Mtr) | Polycab | 77673 | 40 % | 129455 | IN STOCK | Copper | Unarmoured | BLACK | Class 5 (Flexible) |  | FR (300/200 Mtr) | 16 |  |  | Single Core | OEM |  | 16 SQMM X Single Core Unarmoured Copper CABLE | https://drive.google.com/file/d/18aDZdhQS8z4sf1u1MIsg0F-PFpdBb-X2/view?usp=sharing
326 | LDC | Industrial Cable (Multistrand) | Industrial Cable |  | 68 | Coil ( 200 Mtr) | Polycab | 78447 | 40 % | 130745 | IN STOCK | Copper | Unarmoured | BLACK | Class 5 (Flexible) |  | FRLSH (300/200 Mtr) | 16 |  |  | Single Core | OEM |  | 16 SQMM X Single Core Unarmoured Copper CABLE | https://drive.google.com/file/d/18aDZdhQS8z4sf1u1MIsg0F-PFpdBb-X2/view?usp=sharing
327 | LDC | Industrial Cable (Multistrand) | Industrial Cable |  | 7 | Coil (90 Mtr) | Polycab | 1407 | 40 % | 2345 | IN STOCK | Copper | Unarmoured | RED | Class 5 (Flexible) |  | FR | 0.75 |  |  | Single Core | OEM |  | 0.75 SQMM X Single Core Unarmoured Copper CABLE | https://drive.google.com/file/d/19uQkDR57OfUtHwibjpW9T7pwpJK_GSsq/view?usp=sharing
328 | LDC | Industrial Cable (Multistrand) | Industrial Cable |  | 7 | Coil (300/200 Mtr) | Polycab | 5905.2 | 40 % | 9842 | IN STOCK | Copper | Unarmoured | RED | Class 5 (Flexible) |  | FR (300/200 Mtr) | 0.75 |  |  | Single Core | OEM |  | 0.75 SQMM X Single Core Unarmoured Copper CABLE | https://drive.google.com/file/d/19uQkDR57OfUtHwibjpW9T7pwpJK_GSsq/view?usp=sharing
329 | LDC | Industrial Cable (Multistrand) | Industrial Cable |  | 7 | Coil (300/200 Mtr) | Polycab | 6016.2 | 40 % | 10027 | IN STOCK | Copper | Unarmoured | RED | Class 5 (Flexible) |  | FRLSH (300/200 Mtr) | 0.75 |  |  | Single Core | OEM |  | 0.75 SQMM X Single Core Unarmoured Copper CABLE | https://drive.google.com/file/d/19uQkDR57OfUtHwibjpW9T7pwpJK_GSsq/view?usp=sharing
330 | LDC | Industrial Cable (Multistrand) | Industrial Cable |  | 12 | Coil (90 Mtr) | Polycab | 1887 | 40 % | 3145 | IN STOCK | Copper | Unarmoured | RED | Class 5 (Flexible) |  | FR | 1 |  |  | Single Core | OEM |  | 1 SQMM X Single Core Unarmoured Copper CABLE | https://drive.google.com/file/d/19uQkDR57OfUtHwibjpW9T7pwpJK_GSsq/view?usp=sharing
331 | LDC | Industrial Cable (Multistrand) | Industrial Cable |  | 12 | Coil (300/200 Mtr) | Polycab | 7581 | 40 % | 12635 | IN STOCK | Copper | Unarmoured | RED | Class 5 (Flexible) |  | FR (300/200 Mtr) | 1 |  |  | Single Core | OEM |  | 1 SQMM X Single Core Unarmoured Copper CABLE | https://drive.google.com/file/d/19uQkDR57OfUtHwibjpW9T7pwpJK_GSsq/view?usp=sharing
332 | LDC | Industrial Cable (Multistrand) | Industrial Cable |  | 12 | Coil (300/200 Mtr) | Polycab | 7719 | 40 % | 12865 | IN STOCK | Copper | Unarmoured | RED | Class 5 (Flexible) |  | FRLSH (300/200 Mtr) | 1 |  |  | Single Core | OEM |  | 1 SQMM X Single Core Unarmoured Copper CABLE | https://drive.google.com/file/d/19uQkDR57OfUtHwibjpW9T7pwpJK_GSsq/view?usp=sharing
333 | LDC | Industrial Cable (Multistrand) | Industrial Cable |  | 16 | Coil (90 Mtr) | Polycab | 2760 | 40 % | 4600 | IN STOCK | Copper | Unarmoured | RED | Class 5 (Flexible) |  | FR | 1.5 |  |  | Single Core | OEM |  | 1.5 SQMM X Single Core Unarmoured Copper CABLE | https://drive.google.com/file/d/19uQkDR57OfUtHwibjpW9T7pwpJK_GSsq/view?usp=sharing
334 | LDC | Industrial Cable (Multistrand) | Industrial Cable |  | 16 | Coil (300/200 Mtr) | Polycab | 11106 | 40 % | 18510 | IN STOCK | Copper | Unarmoured | RED | Class 5 (Flexible) |  | FR (300/200 Mtr) | 1.5 |  |  | Single Core | OEM |  | 1.5 SQMM X Single Core Unarmoured Copper CABLE | https://drive.google.com/file/d/19uQkDR57OfUtHwibjpW9T7pwpJK_GSsq/view?usp=sharing
335 | LDC | Industrial Cable (Multistrand) | Industrial Cable |  | 16 | Coil (300/200 Mtr) | Polycab | 11325 | 40 % | 18875 | IN STOCK | Copper | Unarmoured | RED | Class 5 (Flexible) |  | FRLSH (300/200 Mtr) | 1.5 |  |  | Single Core | OEM |  | 1.5 SQMM X Single Core Unarmoured Copper CABLE | https://drive.google.com/file/d/19uQkDR57OfUtHwibjpW9T7pwpJK_GSsq/view?usp=sharing
336 | LDC | Industrial Cable (Multistrand) | Industrial Cable |  | 22 | Coil (90 Mtr) | Polycab | 4356 | 40 % | 7260 | IN STOCK | Copper | Unarmoured | RED | Class 5 (Flexible) |  | FR | 2.5 |  |  | Single Core | OEM |  | 2.5 SQMM X Single Core Unarmoured Copper CABLE | https://drive.google.com/file/d/19uQkDR57OfUtHwibjpW9T7pwpJK_GSsq/view?usp=sharing
337 | LDC | Industrial Cable (Multistrand) | Industrial Cable |  | 22 | Coil (300/200 Mtr) | Polycab | 18435 | 40 % | 30725 | IN STOCK | Copper | Unarmoured | RED | Class 5 (Flexible) |  | FR (300/200 Mtr) | 2.5 |  |  | Single Core | OEM |  | 2.5 SQMM X Single Core Unarmoured Copper CABLE | https://drive.google.com/file/d/19uQkDR57OfUtHwibjpW9T7pwpJK_GSsq/view?usp=sharing
338 | LDC | Industrial Cable (Multistrand) | Industrial Cable |  | 22 | Coil (300/200 Mtr) | Polycab | 18744 | 40 % | 31240 | IN STOCK | Copper | Unarmoured | RED | Class 5 (Flexible) |  | FRLSH (300/200 Mtr) | 2.5 |  |  | Single Core | OEM |  | 2.5 SQMM X Single Core Unarmoured Copper CABLE | https://drive.google.com/file/d/19uQkDR57OfUtHwibjpW9T7pwpJK_GSsq/view?usp=sharing
339 | LDC | Industrial Cable (Multistrand) | Industrial Cable |  | 29 | Coil (90 Mtr) | Polycab | 6378 | 40 % | 10630 | IN STOCK | Copper | Unarmoured | RED | Class 5 (Flexible) |  | FR | 4 |  |  | Single Core | OEM |  | 4 SQMM X Single Core Unarmoured Copper CABLE | https://drive.google.com/file/d/19uQkDR57OfUtHwibjpW9T7pwpJK_GSsq/view?usp=sharing
340 | LDC | Industrial Cable (Multistrand) | Industrial Cable |  | 29 | Coil (300/200 Mtr) | Polycab | 19167 | 40 % | 31945 | IN STOCK | Copper | Unarmoured | RED | Class 5 (Flexible) |  | FR (300/200 Mtr) | 4 |  |  | Single Core | OEM |  | 4 SQMM X Single Core Unarmoured Copper CABLE | https://drive.google.com/file/d/19uQkDR57OfUtHwibjpW9T7pwpJK_GSsq/view?usp=sharing
341 | LDC | Industrial Cable (Multistrand) | Industrial Cable |  | 29 | Coil (300/200 Mtr) | Polycab | 19419 | 40 % | 32365 | IN STOCK | Copper | Unarmoured | RED | Class 5 (Flexible) |  | FRLSH (300/200 Mtr) | 4 |  |  | Single Core | OEM |  | 4 SQMM X Single Core Unarmoured Copper CABLE | https://drive.google.com/file/d/19uQkDR57OfUtHwibjpW9T7pwpJK_GSsq/view?usp=sharing
342 | LDC | Industrial Cable (Multistrand) | Industrial Cable |  | 37 | Coil (90 Mtr) | Polycab | 9534 | 40 % | 15890 | IN STOCK | Copper | Unarmoured | RED | Class 5 (Flexible) |  | FR | 6 |  |  | Single Core | OEM |  | 6 SQMM X Single Core Unarmoured Copper CABLE | https://drive.google.com/file/d/19uQkDR57OfUtHwibjpW9T7pwpJK_GSsq/view?usp=sharing
343 | LDC | Industrial Cable (Multistrand) | Industrial Cable |  | 37 | Coil (300/200 Mtr) | Polycab | 28692 | 40 % | 47820 | IN STOCK | Copper | Unarmoured | RED | Class 5 (Flexible) |  | FR (300/200 Mtr) | 6 |  |  | Single Core | OEM |  | 6 SQMM X Single Core Unarmoured Copper CABLE | https://drive.google.com/file/d/19uQkDR57OfUtHwibjpW9T7pwpJK_GSsq/view?usp=sharing
344 | LDC | Industrial Cable (Multistrand) | Industrial Cable |  | 37 | Coil (300/200 Mtr) | Polycab | 29046 | 40 % | 48410 | IN STOCK | Copper | Unarmoured | RED | Class 5 (Flexible) |  | FRLSH (300/200 Mtr) | 6 |  |  | Single Core | OEM |  | 6 SQMM X Single Core Unarmoured Copper CABLE | https://drive.google.com/file/d/19uQkDR57OfUtHwibjpW9T7pwpJK_GSsq/view?usp=sharing
345 | LDC | Industrial Cable (Multistrand) | Industrial Cable |  | 45 | Coil (90 Mtr) | Polycab | 0 | 40 % |  | IN STOCK | Copper | Unarmoured | RED | Class 5 (Flexible) |  | FR | 10 |  |  | Single Core | OEM |  | 10 SQMM X Single Core Unarmoured Copper CABLE | https://drive.google.com/file/d/19uQkDR57OfUtHwibjpW9T7pwpJK_GSsq/view?usp=sharing
346 | LDC | Industrial Cable (Multistrand) | Industrial Cable |  | 45 | Coil (300/200 Mtr) | Polycab | 49371 | 40 % | 82285 | IN STOCK | Copper | Unarmoured | RED | Class 5 (Flexible) |  | FR (300/200 Mtr) | 10 |  |  | Single Core | OEM |  | 10 SQMM X Single Core Unarmoured Copper CABLE | https://drive.google.com/file/d/19uQkDR57OfUtHwibjpW9T7pwpJK_GSsq/view?usp=sharing
347 | LDC | Industrial Cable (Multistrand) | Industrial Cable |  | 45 | Coil (300/200 Mtr) | Polycab | 49944 | 40 % | 83240 | IN STOCK | Copper | Unarmoured | RED | Class 5 (Flexible) |  | FRLSH (300/200 Mtr) | 10 |  |  | Single Core | OEM |  | 10 SQMM X Single Core Unarmoured Copper CABLE | https://drive.google.com/file/d/19uQkDR57OfUtHwibjpW9T7pwpJK_GSsq/view?usp=sharing
348 | LDC | Industrial Cable (Multistrand) | Industrial Cable |  | 68 | Coil (90 Mtr) | Polycab | 0 | 40 % |  | IN STOCK | Copper | Unarmoured | RED | Class 5 (Flexible) |  | FR | 16 |  |  | Single Core | OEM |  | 16 SQMM X Single Core Unarmoured Copper CABLE | https://drive.google.com/file/d/19uQkDR57OfUtHwibjpW9T7pwpJK_GSsq/view?usp=sharing
349 | LDC | Industrial Cable (Multistrand) | Industrial Cable |  | 68 | Coil (300/200 Mtr) | Polycab | 77673 | 40 % | 129455 | IN STOCK | Copper | Unarmoured | RED | Class 5 (Flexible) |  | FR (300/200 Mtr) | 16 |  |  | Single Core | OEM |  | 16 SQMM X Single Core Unarmoured Copper CABLE | https://drive.google.com/file/d/19uQkDR57OfUtHwibjpW9T7pwpJK_GSsq/view?usp=sharing
350 | LDC | Industrial Cable (Multistrand) | Industrial Cable |  | 12 | Coil (300/200 Mtr) | Polycab | 0 | 40 % |  | IN STOCK | Copper | Unarmoured | YELLOW | Class 5 (Flexible) |  | FR (300/200 Mtr) | 1 |  |  | Single Core | OEM |  | 1 SQMM X Single Core Unarmoured Copper CABLE | https://drive.google.com/file/d/1F3-my97IYwcVmagydQ0VEWdM9aExfuSC/view?usp=sharing
351 | LDC | Industrial Cable (Multistrand) | Industrial Cable |  | 12 | Coil (90 Mtr) | Polycab | 0 | 40 % |  | IN STOCK | Copper | Unarmoured | YELLOW | Class 5 (Flexible) |  | FR | 1 |  |  | Single Core | OEM |  | 1 SQMM X Single Core Unarmoured Copper CABLE | https://drive.google.com/file/d/1F3-my97IYwcVmagydQ0VEWdM9aExfuSC/view?usp=sharing
352 | LDC | Industrial Cable (Multistrand) | Industrial Cable |  | 12 | Coil (300/200 Mtr) | Polycab | 0 | 40 % |  | IN STOCK | Copper | Unarmoured | YELLOW | Class 5 (Flexible) |  | FRLSH (300/200 Mtr) | 1 |  |  | Single Core | OEM |  | 1 SQMM X Single Core Unarmoured Copper CABLE | https://drive.google.com/file/d/1F3-my97IYwcVmagydQ0VEWdM9aExfuSC/view?usp=sharing
353 | LDC | Industrial Cable (Multistrand) | Industrial Cable |  | 7 | Coil (300/200 Mtr) | Polycab | 0 | 40 % |  | IN STOCK | Copper | Unarmoured | YELLOW | Class 5 (Flexible) |  | FRLSH (300/200 Mtr) | 0.75 |  |  | Single Core | OEM |  | 0.75 SQMM X Single Core Unarmoured Copper CABLE | https://drive.google.com/file/d/1F3-my97IYwcVmagydQ0VEWdM9aExfuSC/view?usp=sharing
354 | LDC | Industrial Cable (Multistrand) | Industrial Cable |  | 16 | Coil (90 Mtr) | Polycab | 0 | 40 % |  | IN STOCK | Copper | Unarmoured | YELLOW | Class 5 (Flexible) |  | FR | 1.5 |  |  | Single Core | OEM |  | 1.5 SQMM X Single Core Unarmoured Copper CABLE | https://drive.google.com/file/d/1F3-my97IYwcVmagydQ0VEWdM9aExfuSC/view?usp=sharing
355 | LDC | Industrial Cable (Multistrand) | Industrial Cable |  | 16 | Coil (300/200 Mtr) | Polycab | 0 | 40 % |  | IN STOCK | Copper | Unarmoured | YELLOW | Class 5 (Flexible) |  | FR (300/200 Mtr) | 1.5 |  |  | Single Core | OEM |  | 1.5 SQMM X Single Core Unarmoured Copper CABLE | https://drive.google.com/file/d/1F3-my97IYwcVmagydQ0VEWdM9aExfuSC/view?usp=sharing
356 | LDC | Industrial Cable (Multistrand) | Industrial Cable |  | 16 | Coil (300/200 Mtr) | Polycab | 0 | 40 % |  | IN STOCK | Copper | Unarmoured | YELLOW | Class 5 (Flexible) |  | FRLSH (300/200 Mtr) | 1.5 |  |  | Single Core | OEM |  | 1.5 SQMM X Single Core Unarmoured Copper CABLE | https://drive.google.com/file/d/1F3-my97IYwcVmagydQ0VEWdM9aExfuSC/view?usp=sharing
357 | LDC | Industrial Cable (Multistrand) | Industrial Cable |  | 22 | Coil (90 Mtr) | Polycab | 0 | 40 % |  | IN STOCK | Copper | Unarmoured | YELLOW | Class 5 (Flexible) |  | FR | 2.5 |  |  | Single Core | OEM |  | 2.5 SQMM X Single Core Unarmoured Copper CABLE | https://drive.google.com/file/d/1F3-my97IYwcVmagydQ0VEWdM9aExfuSC/view?usp=sharing
358 | LDC | Industrial Cable (Multistrand) | Industrial Cable |  | 22 | Coil (300/200 Mtr) | Polycab | 0 | 40 % |  | IN STOCK | Copper | Unarmoured | YELLOW | Class 5 (Flexible) |  | FR (300/200 Mtr) | 2.5 |  |  | Single Core | OEM |  | 2.5 SQMM X Single Core Unarmoured Copper CABLE | https://drive.google.com/file/d/1F3-my97IYwcVmagydQ0VEWdM9aExfuSC/view?usp=sharing
359 | LDC | Industrial Cable (Multistrand) | Industrial Cable |  | 22 | Coil (300/200 Mtr) | Polycab | 0 | 40 % |  | IN STOCK | Copper | Unarmoured | YELLOW | Class 5 (Flexible) |  | FRLSH (300/200 Mtr) | 2.5 |  |  | Single Core | OEM |  | 2.5 SQMM X Single Core Unarmoured Copper CABLE | https://drive.google.com/file/d/1F3-my97IYwcVmagydQ0VEWdM9aExfuSC/view?usp=sharing
360 | LDC | Industrial Cable (Multistrand) | Industrial Cable |  | 29 | Coil (90 Mtr) | Polycab | 0 | 40 % |  | IN STOCK | Copper | Unarmoured | YELLOW | Class 5 (Flexible) |  | FR | 4 |  |  | Single Core | OEM |  | 4 SQMM X Single Core Unarmoured Copper CABLE | https://drive.google.com/file/d/1F3-my97IYwcVmagydQ0VEWdM9aExfuSC/view?usp=sharing
361 | LDC | Industrial Cable (Multistrand) | Industrial Cable |  | 29 | Coil (300/200 Mtr) | Polycab | 0 | 40 % |  | IN STOCK | Copper | Unarmoured | YELLOW | Class 5 (Flexible) |  | FR (300/200 Mtr) | 4 |  |  | Single Core | OEM |  | 4 SQMM X Single Core Unarmoured Copper CABLE | https://drive.google.com/file/d/1F3-my97IYwcVmagydQ0VEWdM9aExfuSC/view?usp=sharing
362 | LDC | Industrial Cable (Multistrand) | Industrial Cable |  | 29 | Coil (300/200 Mtr) | Polycab | 0 | 40 % |  | IN STOCK | Copper | Unarmoured | YELLOW | Class 5 (Flexible) |  | FRLSH (300/200 Mtr) | 4 |  |  | Single Core | OEM |  | 4 SQMM X Single Core Unarmoured Copper CABLE | https://drive.google.com/file/d/1F3-my97IYwcVmagydQ0VEWdM9aExfuSC/view?usp=sharing
363 | LDC | Industrial Cable (Multistrand) | Industrial Cable |  | 37 | Coil (90 Mtr) | Polycab | 0 | 40 % |  | IN STOCK | Copper | Unarmoured | YELLOW | Class 5 (Flexible) |  | FR | 6 |  |  | Single Core | OEM |  | 6 SQMM X Single Core Unarmoured Copper CABLE | https://drive.google.com/file/d/1F3-my97IYwcVmagydQ0VEWdM9aExfuSC/view?usp=sharing
364 | LDC | Industrial Cable (Multistrand) | Industrial Cable |  | 37 | Coil (300/200 Mtr) | Polycab | 0 | 40 % |  | IN STOCK | Copper | Unarmoured | YELLOW | Class 5 (Flexible) |  | FR (300/200 Mtr) | 6 |  |  | Single Core | OEM |  | 6 SQMM X Single Core Unarmoured Copper CABLE | https://drive.google.com/file/d/1F3-my97IYwcVmagydQ0VEWdM9aExfuSC/view?usp=sharing
365 | LDC | Industrial Cable (Multistrand) | Industrial Cable |  | 37 | Coil (300/200 Mtr) | Polycab | 0 | 40 % |  | IN STOCK | Copper | Unarmoured | YELLOW | Class 5 (Flexible) |  | FRLSH (300/200 Mtr) | 6 |  |  | Single Core | OEM |  | 6 SQMM X Single Core Unarmoured Copper CABLE | https://drive.google.com/file/d/1F3-my97IYwcVmagydQ0VEWdM9aExfuSC/view?usp=sharing
366 | LDC | Industrial Cable (Multistrand) | Industrial Cable |  | 45 | Coil (90 Mtr) | Polycab | 0 | 40 % |  | IN STOCK | Copper | Unarmoured | YELLOW | Class 5 (Flexible) |  | FR | 10 |  |  | Single Core | OEM |  | 10 SQMM X Single Core Unarmoured Copper CABLE | https://drive.google.com/file/d/1F3-my97IYwcVmagydQ0VEWdM9aExfuSC/view?usp=sharing
367 | LDC | Industrial Cable (Multistrand) | Industrial Cable |  | 45 | Coil (300/200 Mtr) | Polycab | 0 | 40 % |  | IN STOCK | Copper | Unarmoured | YELLOW | Class 5 (Flexible) |  | FR (300/200 Mtr) | 10 |  |  | Single Core | OEM |  | 10 SQMM X Single Core Unarmoured Copper CABLE | https://drive.google.com/file/d/1F3-my97IYwcVmagydQ0VEWdM9aExfuSC/view?usp=sharing
368 | LDC | Industrial Cable (Multistrand) | Industrial Cable |  | 45 | Coil (300/200 Mtr) | Polycab | 0 | 40 % |  | IN STOCK | Copper | Unarmoured | YELLOW | Class 5 (Flexible) |  | FRLSH (300/200 Mtr) | 10 |  |  | Single Core | OEM |  | 10 SQMM X Single Core Unarmoured Copper CABLE | https://drive.google.com/file/d/1F3-my97IYwcVmagydQ0VEWdM9aExfuSC/view?usp=sharing
369 | LDC | Industrial Cable (Multistrand) | Industrial Cable |  | 68 | Coil (90 Mtr) | Polycab | 0 | 40 % |  | IN STOCK | Copper | Unarmoured | YELLOW | Class 5 (Flexible) |  | FR | 16 |  |  | Single Core | OEM |  | 16 SQMM X Single Core Unarmoured Copper CABLE | https://drive.google.com/file/d/1F3-my97IYwcVmagydQ0VEWdM9aExfuSC/view?usp=sharing
370 | LDC | Industrial Cable (Multistrand) | Industrial Cable |  | 68 | Coil (300/200 Mtr) | Polycab | 0 | 40 % |  | IN STOCK | Copper | Unarmoured | YELLOW | Class 5 (Flexible) |  | FR (300/200 Mtr) | 16 |  |  | Single Core | OEM |  | 16 SQMM X Single Core Unarmoured Copper CABLE | https://drive.google.com/file/d/1F3-my97IYwcVmagydQ0VEWdM9aExfuSC/view?usp=sharing
371 | LDC | Industrial Cable (Multistrand) | Industrial Cable |  | 68 | Coil (300/200 Mtr) | Polycab | 0 | 40 % |  | IN STOCK | Copper | Unarmoured | YELLOW | Class 5 (Flexible) |  | FRLSH (300/200 Mtr) | 16 |  |  | Single Core | OEM |  | 16 SQMM X Single Core Unarmoured Copper CABLE | https://drive.google.com/file/d/1F3-my97IYwcVmagydQ0VEWdM9aExfuSC/view?usp=sharing
372 | LDC | Industrial Cable (Multistrand) | Industrial Cable |  | 7 | Coil (90 Mtr) | Polycab | 0 | 40 % |  | IN STOCK | Copper | Unarmoured | BLUE | Class 5 (Flexible) |  | FR | 0.75 |  |  | Single Core | OEM |  | 0.75 SQMM X Single Core Unarmoured Copper CABLE | https://drive.google.com/file/d/19uQkDR57OfUtHwibjpW9T7pwpJK_GSsq/view?usp=sharing
373 | LDC | Industrial Cable (Multistrand) | Industrial Cable |  | 7 | Coil (300/200 Mtr) | Polycab | 0 | 40 % |  | IN STOCK | Copper | Unarmoured | BLUE | Class 5 (Flexible) |  | FR (300/200 Mtr) | 0.75 |  |  | Single Core | OEM |  | 0.75 SQMM X Single Core Unarmoured Copper CABLE | https://drive.google.com/file/d/19uQkDR57OfUtHwibjpW9T7pwpJK_GSsq/view?usp=sharing
374 | LDC | Industrial Cable (Multistrand) | Industrial Cable |  | 7 | Coil (300/200 Mtr) | Polycab | 0 | 40 % |  | IN STOCK | Copper | Unarmoured | BLUE | Class 5 (Flexible) |  | FRLSH (300/200 Mtr) | 0.75 |  |  | Single Core | OEM |  | 0.75 SQMM X Single Core Unarmoured Copper CABLE | https://drive.google.com/file/d/19uQkDR57OfUtHwibjpW9T7pwpJK_GSsq/view?usp=sharing
375 | LDC | Industrial Cable (Multistrand) | Industrial Cable |  | 12 | Coil (90 Mtr) | Polycab | 0 | 40 % |  | IN STOCK | Copper | Unarmoured | BLUE | Class 5 (Flexible) |  | FR | 1 |  |  | Single Core | OEM |  | 1 SQMM X Single Core Unarmoured Copper CABLE | https://drive.google.com/file/d/19uQkDR57OfUtHwibjpW9T7pwpJK_GSsq/view?usp=sharing
376 | LDC | Industrial Cable (Multistrand) | Industrial Cable |  | 12 | Coil (300/200 Mtr) | Polycab | 0 | 40 % |  | IN STOCK | Copper | Unarmoured | BLUE | Class 5 (Flexible) |  | FR (300/200 Mtr) | 1 |  |  | Single Core | OEM |  | 1 SQMM X Single Core Unarmoured Copper CABLE | https://drive.google.com/file/d/19uQkDR57OfUtHwibjpW9T7pwpJK_GSsq/view?usp=sharing
377 | LDC | Industrial Cable (Multistrand) | Industrial Cable |  | 12 | Coil (300/200 Mtr) | Polycab | 0 | 40 % |  | IN STOCK | Copper | Unarmoured | BLUE | Class 5 (Flexible) |  | FRLSH (300/200 Mtr) | 1 |  |  | Single Core | OEM |  | 1 SQMM X Single Core Unarmoured Copper CABLE | https://drive.google.com/file/d/19uQkDR57OfUtHwibjpW9T7pwpJK_GSsq/view?usp=sharing
378 | LDC | Industrial Cable (Multistrand) | Industrial Cable |  | 16 | Coil (90 Mtr) | Polycab | 0 | 40 % |  | IN STOCK | Copper | Unarmoured | BLUE | Class 5 (Flexible) |  | FR | 1.5 |  |  | Single Core | OEM |  | 1.5 SQMM X Single Core Unarmoured Copper CABLE | https://drive.google.com/file/d/19uQkDR57OfUtHwibjpW9T7pwpJK_GSsq/view?usp=sharing
379 | LDC | Industrial Cable (Multistrand) | Industrial Cable |  | 16 | Coil (300/200 Mtr) | Polycab | 0 | 40 % |  | IN STOCK | Copper | Unarmoured | BLUE | Class 5 (Flexible) |  | FR (300/200 Mtr) | 1.5 |  |  | Single Core | OEM |  | 1.5 SQMM X Single Core Unarmoured Copper CABLE | https://drive.google.com/file/d/19uQkDR57OfUtHwibjpW9T7pwpJK_GSsq/view?usp=sharing
380 | LDC | Industrial Cable (Multistrand) | Industrial Cable |  | 16 | Coil (300/200 Mtr) | Polycab | 0 | 40 % |  | IN STOCK | Copper | Unarmoured | BLUE | Class 5 (Flexible) |  | FRLSH (300/200 Mtr) | 1.5 |  |  | Single Core | OEM |  | 1.5 SQMM X Single Core Unarmoured Copper CABLE | https://drive.google.com/file/d/19uQkDR57OfUtHwibjpW9T7pwpJK_GSsq/view?usp=sharing
381 | LDC | Industrial Cable (Multistrand) | Industrial Cable |  | 22 | Coil (90 Mtr) | Polycab | 0 | 40 % |  | IN STOCK | Copper | Unarmoured | BLUE | Class 5 (Flexible) |  | FR | 2.5 |  |  | Single Core | OEM |  | 2.5 SQMM X Single Core Unarmoured Copper CABLE | https://drive.google.com/file/d/19uQkDR57OfUtHwibjpW9T7pwpJK_GSsq/view?usp=sharing
382 | LDC | Industrial Cable (Multistrand) | Industrial Cable |  | 22 | Coil (300/200 Mtr) | Polycab | 0 | 40 % |  | IN STOCK | Copper | Unarmoured | BLUE | Class 5 (Flexible) |  | FR (300/200 Mtr) | 2.5 |  |  | Single Core | OEM |  | 2.5 SQMM X Single Core Unarmoured Copper CABLE | https://drive.google.com/file/d/19uQkDR57OfUtHwibjpW9T7pwpJK_GSsq/view?usp=sharing
383 | LDC | Industrial Cable (Multistrand) | Industrial Cable |  | 22 | Coil (300/200 Mtr) | Polycab | 0 | 40 % |  | IN STOCK | Copper | Unarmoured | BLUE | Class 5 (Flexible) |  | FRLSH (300/200 Mtr) | 2.5 |  |  | Single Core | OEM |  | 2.5 SQMM X Single Core Unarmoured Copper CABLE | https://drive.google.com/file/d/19uQkDR57OfUtHwibjpW9T7pwpJK_GSsq/view?usp=sharing
384 | LDC | Industrial Cable (Multistrand) | Industrial Cable |  | 29 | Coil (90 Mtr) | Polycab | 0 | 40 % |  | IN STOCK | Copper | Unarmoured | BLUE | Class 5 (Flexible) |  | FR | 4 |  |  | Single Core | OEM |  | 4 SQMM X Single Core Unarmoured Copper CABLE | https://drive.google.com/file/d/19uQkDR57OfUtHwibjpW9T7pwpJK_GSsq/view?usp=sharing
385 | LDC | Industrial Cable (Multistrand) | Industrial Cable |  | 29 | Coil (300/200 Mtr) | Polycab | 0 | 40 % |  | IN STOCK | Copper | Unarmoured | BLUE | Class 5 (Flexible) |  | FR (300/200 Mtr) | 4 |  |  | Single Core | OEM |  | 4 SQMM X Single Core Unarmoured Copper CABLE | https://drive.google.com/file/d/19uQkDR57OfUtHwibjpW9T7pwpJK_GSsq/view?usp=sharing
386 | LDC | Industrial Cable (Multistrand) | Industrial Cable |  | 29 | Coil (300/200 Mtr) | Polycab | 0 | 40 % |  | IN STOCK | Copper | Unarmoured | BLUE | Class 5 (Flexible) |  | FRLSH (300/200 Mtr) | 4 |  |  | Single Core | OEM |  | 4 SQMM X Single Core Unarmoured Copper CABLE | https://drive.google.com/file/d/19uQkDR57OfUtHwibjpW9T7pwpJK_GSsq/view?usp=sharing
387 | LDC | Industrial Cable (Multistrand) | Industrial Cable |  | 37 | Coil (90 Mtr) | Polycab | 0 | 40 % |  | IN STOCK | Copper | Unarmoured | BLUE | Class 5 (Flexible) |  | FR | 6 |  |  | Single Core | OEM |  | 6 SQMM X Single Core Unarmoured Copper CABLE | https://drive.google.com/file/d/19uQkDR57OfUtHwibjpW9T7pwpJK_GSsq/view?usp=sharing
388 | LDC | Industrial Cable (Multistrand) | Industrial Cable |  | 37 | Coil (300/200 Mtr) | Polycab | 0 | 40 % |  | IN STOCK | Copper | Unarmoured | BLUE | Class 5 (Flexible) |  | FR (300/200 Mtr) | 6 |  |  | Single Core | OEM |  | 6 SQMM X Single Core Unarmoured Copper CABLE | https://drive.google.com/file/d/19uQkDR57OfUtHwibjpW9T7pwpJK_GSsq/view?usp=sharing
389 | LDC | Industrial Cable (Multistrand) | Industrial Cable |  | 37 | Coil (300/200 Mtr) | Polycab | 0 | 40 % |  | IN STOCK | Copper | Unarmoured | BLUE | Class 5 (Flexible) |  | FRLSH (300/200 Mtr) | 6 |  |  | Single Core | OEM |  | 6 SQMM X Single Core Unarmoured Copper CABLE | https://drive.google.com/file/d/19uQkDR57OfUtHwibjpW9T7pwpJK_GSsq/view?usp=sharing
390 | LDC | Industrial Cable (Multistrand) | Industrial Cable |  | 45 | Coil (90 Mtr) | Polycab | 0 | 40 % |  | IN STOCK | Copper | Unarmoured | BLUE | Class 5 (Flexible) |  | FR | 10 |  |  | Single Core | OEM |  | 10 SQMM X Single Core Unarmoured Copper CABLE | https://drive.google.com/file/d/19uQkDR57OfUtHwibjpW9T7pwpJK_GSsq/view?usp=sharing
391 | LDC | Industrial Cable (Multistrand) | Industrial Cable |  | 45 | Coil (300/200 Mtr) | Polycab | 0 | 40 % |  | IN STOCK | Copper | Unarmoured | BLUE | Class 5 (Flexible) |  | FR (300/200 Mtr) | 10 |  |  | Single Core | OEM |  | 10 SQMM X Single Core Unarmoured Copper CABLE | https://drive.google.com/file/d/19uQkDR57OfUtHwibjpW9T7pwpJK_GSsq/view?usp=sharing
392 | LDC | Industrial Cable (Multistrand) | Industrial Cable |  | 45 | Coil (300/200 Mtr) | Polycab | 0 | 40 % |  | IN STOCK | Copper | Unarmoured | BLUE | Class 5 (Flexible) |  | FRLSH (300/200 Mtr) | 10 |  |  | Single Core | OEM |  | 10 SQMM X Single Core Unarmoured Copper CABLE | https://drive.google.com/file/d/19uQkDR57OfUtHwibjpW9T7pwpJK_GSsq/view?usp=sharing
393 | LDC | Industrial Cable (Multistrand) | Industrial Cable |  | 68 | Coil (90 Mtr) | Polycab | 0 | 40 % |  | IN STOCK | Copper | Unarmoured | BLUE | Class 5 (Flexible) |  | FR | 16 |  |  | Single Core | OEM |  | 16 SQMM X Single Core Unarmoured Copper CABLE | https://drive.google.com/file/d/19uQkDR57OfUtHwibjpW9T7pwpJK_GSsq/view?usp=sharing
394 | LDC | Industrial Cable (Multistrand) | Industrial Cable |  | 68 | Coil (300/200 Mtr) | Polycab | 0 | 40 % |  | IN STOCK | Copper | Unarmoured | BLUE | Class 5 (Flexible) |  | FR (300/200 Mtr) | 16 |  |  | Single Core | OEM |  | 16 SQMM X Single Core Unarmoured Copper CABLE | https://drive.google.com/file/d/19uQkDR57OfUtHwibjpW9T7pwpJK_GSsq/view?usp=sharing
395 | LDC | Industrial Cable (Multistrand) | Industrial Cable |  | 68 | Coil (300/200 Mtr) | Polycab | 0 | 40 % |  | IN STOCK | Copper | Unarmoured | BLUE | Class 5 (Flexible) |  | FRLSH (300/200 Mtr) | 16 |  |  | Single Core | OEM |  | 16 SQMM X Single Core Unarmoured Copper CABLE | https://drive.google.com/file/d/19uQkDR57OfUtHwibjpW9T7pwpJK_GSsq/view?usp=sharing
396 | LDC | Industrial Cable (Multistrand) | Industrial Cable |  | 7 | Coil (90 Mtr) | Polycab | 0 | 40 % |  | IN STOCK | Copper | Unarmoured | GREEN | Class 5 (Flexible) |  | FR | 0.75 |  |  | Single Core | OEM |  | 0.75 SQMM X Single Core Unarmoured Copper CABLE | https://drive.google.com/file/d/1ct2s7xhO0KTIi6zOxSJyrXz08x02sSDz/view?usp=sharing
397 | LDC | Industrial Cable (Multistrand) | Industrial Cable |  | 7 | Coil (300/200 Mtr) | Polycab | 0 | 40 % |  | IN STOCK | Copper | Unarmoured | GREEN | Class 5 (Flexible) |  | FR (300/200 Mtr) | 0.75 |  |  | Single Core | OEM |  | 0.75 SQMM X Single Core Unarmoured Copper CABLE | https://drive.google.com/file/d/1ct2s7xhO0KTIi6zOxSJyrXz08x02sSDz/view?usp=sharing
398 | LDC | Industrial Cable (Multistrand) | Industrial Cable |  | 7 | Coil (300/200 Mtr) | Polycab | 0 | 40 % |  | IN STOCK | Copper | Unarmoured | GREEN | Class 5 (Flexible) |  | FRLSH (300/200 Mtr) | 0.75 |  |  | Single Core | OEM |  | 0.75 SQMM X Single Core Unarmoured Copper CABLE | https://drive.google.com/file/d/1ct2s7xhO0KTIi6zOxSJyrXz08x02sSDz/view?usp=sharing
399 | LDC | Industrial Cable (Multistrand) | Industrial Cable |  | 12 | Coil (90 Mtr) | Polycab | 0 | 40 % |  | IN STOCK | Copper | Unarmoured | GREEN | Class 5 (Flexible) |  | FR | 1 |  |  | Single Core | OEM |  | 1 SQMM X Single Core Unarmoured Copper CABLE | https://drive.google.com/file/d/1ct2s7xhO0KTIi6zOxSJyrXz08x02sSDz/view?usp=sharing
400 | LDC | Industrial Cable (Multistrand) | Industrial Cable |  | 12 | Coil (300/200 Mtr) | Polycab | 0 | 40 % |  | IN STOCK | Copper | Unarmoured | GREEN | Class 5 (Flexible) |  | FR (300/200 Mtr) | 1 |  |  | Single Core | OEM |  | 1 SQMM X Single Core Unarmoured Copper CABLE | https://drive.google.com/file/d/1ct2s7xhO0KTIi6zOxSJyrXz08x02sSDz/view?usp=sharing
401 | LDC | Industrial Cable (Multistrand) | Industrial Cable |  | 12 | Coil (300/200 Mtr) | Polycab | 0 | 40 % |  | IN STOCK | Copper | Unarmoured | GREEN | Class 5 (Flexible) |  | FRLSH (300/200 Mtr) | 1 |  |  | Single Core | OEM |  | 1 SQMM X Single Core Unarmoured Copper CABLE | https://drive.google.com/file/d/1ct2s7xhO0KTIi6zOxSJyrXz08x02sSDz/view?usp=sharing
402 | LDC | Industrial Cable (Multistrand) | Industrial Cable |  | 16 | Coil (90 Mtr) | Polycab | 0 | 40 % |  | IN STOCK | Copper | Unarmoured | GREEN | Class 5 (Flexible) |  | FR | 1.5 |  |  | Single Core | OEM |  | 1.5 SQMM X Single Core Unarmoured Copper CABLE | https://drive.google.com/file/d/1ct2s7xhO0KTIi6zOxSJyrXz08x02sSDz/view?usp=sharing
403 | LDC | Industrial Cable (Multistrand) | Industrial Cable |  | 16 | Coil (300/200 Mtr) | Polycab | 0 | 40 % |  | IN STOCK | Copper | Unarmoured | GREEN | Class 5 (Flexible) |  | FR (300/200 Mtr) | 1.5 |  |  | Single Core | OEM |  | 1.5 SQMM X Single Core Unarmoured Copper CABLE | https://drive.google.com/file/d/1ct2s7xhO0KTIi6zOxSJyrXz08x02sSDz/view?usp=sharing
404 | LDC | Industrial Cable (Multistrand) | Industrial Cable |  | 16 | Coil (300/200 Mtr) | Polycab | 0 | 40 % |  | IN STOCK | Copper | Unarmoured | GREEN | Class 5 (Flexible) |  | FRLSH (300/200 Mtr) | 1.5 |  |  | Single Core | OEM |  | 1.5 SQMM X Single Core Unarmoured Copper CABLE | https://drive.google.com/file/d/1ct2s7xhO0KTIi6zOxSJyrXz08x02sSDz/view?usp=sharing
405 | LDC | Industrial Cable (Multistrand) | Industrial Cable |  | 22 | Coil (90 Mtr) | Polycab | 0 | 40 % |  | IN STOCK | Copper | Unarmoured | GREEN | Class 5 (Flexible) |  | FR | 2.5 |  |  | Single Core | OEM |  | 2.5 SQMM X Single Core Unarmoured Copper CABLE | https://drive.google.com/file/d/1ct2s7xhO0KTIi6zOxSJyrXz08x02sSDz/view?usp=sharing
406 | LDC | Industrial Cable (Multistrand) | Industrial Cable |  | 22 | Coil (300/200 Mtr) | Polycab | 0 | 40 % |  | IN STOCK | Copper | Unarmoured | GREEN | Class 5 (Flexible) |  | FR (300/200 Mtr) | 2.5 |  |  | Single Core | OEM |  | 2.5 SQMM X Single Core Unarmoured Copper CABLE | https://drive.google.com/file/d/1ct2s7xhO0KTIi6zOxSJyrXz08x02sSDz/view?usp=sharing
407 | LDC | Industrial Cable (Multistrand) | Industrial Cable |  | 22 | Coil (300/200 Mtr) | Polycab | 0 | 40 % |  | IN STOCK | Copper | Unarmoured | GREEN | Class 5 (Flexible) |  | FRLSH (300/200 Mtr) | 2.5 |  |  | Single Core | OEM |  | 2.5 SQMM X Single Core Unarmoured Copper CABLE | https://drive.google.com/file/d/1ct2s7xhO0KTIi6zOxSJyrXz08x02sSDz/view?usp=sharing
408 | LDC | Industrial Cable (Multistrand) | Industrial Cable |  | 29 | Coil (90 Mtr) | Polycab | 0 | 40 % |  | IN STOCK | Copper | Unarmoured | GREEN | Class 5 (Flexible) |  | FR | 4 |  |  | Single Core | OEM |  | 4 SQMM X Single Core Unarmoured Copper CABLE | https://drive.google.com/file/d/1ct2s7xhO0KTIi6zOxSJyrXz08x02sSDz/view?usp=sharing
409 | LDC | Industrial Cable (Multistrand) | Industrial Cable |  | 29 | Coil (300/200 Mtr) | Polycab | 0 | 40 % |  | IN STOCK | Copper | Unarmoured | GREEN | Class 5 (Flexible) |  | FR (300/200 Mtr) | 4 |  |  | Single Core | OEM |  | 4 SQMM X Single Core Unarmoured Copper CABLE | https://drive.google.com/file/d/1ct2s7xhO0KTIi6zOxSJyrXz08x02sSDz/view?usp=sharing
410 | LDC | Industrial Cable (Multistrand) | Industrial Cable |  | 29 | Coil (300/200 Mtr) | Polycab | 0 | 40 % |  | IN STOCK | Copper | Unarmoured | GREEN | Class 5 (Flexible) |  | FRLSH (300/200 Mtr) | 4 |  |  | Single Core | OEM |  | 4 SQMM X Single Core Unarmoured Copper CABLE | https://drive.google.com/file/d/1ct2s7xhO0KTIi6zOxSJyrXz08x02sSDz/view?usp=sharing
411 | LDC | Industrial Cable (Multistrand) | Industrial Cable |  | 37 | Coil (90 Mtr) | Polycab | 0 | 40 % |  | IN STOCK | Copper | Unarmoured | GREEN | Class 5 (Flexible) |  | FR | 6 |  |  | Single Core | OEM |  | 6 SQMM X Single Core Unarmoured Copper CABLE | https://drive.google.com/file/d/1ct2s7xhO0KTIi6zOxSJyrXz08x02sSDz/view?usp=sharing
412 | LDC | Industrial Cable (Multistrand) | Industrial Cable |  | 37 | Coil (300/200 Mtr) | Polycab | 0 | 40 % |  | IN STOCK | Copper | Unarmoured | GREEN | Class 5 (Flexible) |  | FR (300/200 Mtr) | 6 |  |  | Single Core | OEM |  | 6 SQMM X Single Core Unarmoured Copper CABLE | https://drive.google.com/file/d/1ct2s7xhO0KTIi6zOxSJyrXz08x02sSDz/view?usp=sharing
413 | LDC | Industrial Cable (Multistrand) | Industrial Cable |  | 37 | Coil (300/200 Mtr) | Polycab | 0 | 40 % |  | IN STOCK | Copper | Unarmoured | GREEN | Class 5 (Flexible) |  | FRLSH (300/200 Mtr) | 6 |  |  | Single Core | OEM |  | 6 SQMM X Single Core Unarmoured Copper CABLE | https://drive.google.com/file/d/1ct2s7xhO0KTIi6zOxSJyrXz08x02sSDz/view?usp=sharing
414 | LDC | Industrial Cable (Multistrand) | Industrial Cable |  | 45 | Coil (90 Mtr) | Polycab | 0 | 40 % |  | IN STOCK | Copper | Unarmoured | GREEN | Class 5 (Flexible) |  | FR | 10 |  |  | Single Core | OEM |  | 10 SQMM X Single Core Unarmoured Copper CABLE | https://drive.google.com/file/d/1ct2s7xhO0KTIi6zOxSJyrXz08x02sSDz/view?usp=sharing
415 | LDC | Industrial Cable (Multistrand) | Industrial Cable |  | 45 | Coil (300/200 Mtr) | Polycab | 0 | 40 % |  | IN STOCK | Copper | Unarmoured | GREEN | Class 5 (Flexible) |  | FR (300/200 Mtr) | 10 |  |  | Single Core | OEM |  | 10 SQMM X Single Core Unarmoured Copper CABLE | https://drive.google.com/file/d/1ct2s7xhO0KTIi6zOxSJyrXz08x02sSDz/view?usp=sharing
416 | LDC | Industrial Cable (Multistrand) | Industrial Cable |  | 45 | Coil (300/200 Mtr) | Polycab | 0 | 40 % |  | IN STOCK | Copper | Unarmoured | GREEN | Class 5 (Flexible) |  | FRLSH (300/200 Mtr) | 10 |  |  | Single Core | OEM |  | 10 SQMM X Single Core Unarmoured Copper CABLE | https://drive.google.com/file/d/1ct2s7xhO0KTIi6zOxSJyrXz08x02sSDz/view?usp=sharing
417 | LDC | Industrial Cable (Multistrand) | Industrial Cable |  | 68 | Coil (300/200 Mtr) | Polycab | 0 | 40 % |  | IN STOCK | Copper | Unarmoured | GREEN | Class 5 (Flexible) |  | FR (300/200 Mtr) | 16 |  |  | Single Core | OEM |  | 16 SQMM X Single Core Unarmoured Copper CABLE | https://drive.google.com/file/d/1ct2s7xhO0KTIi6zOxSJyrXz08x02sSDz/view?usp=sharing
418 | LDC | Industrial Cable (Multistrand) | Industrial Cable |  | 68 | Coil (90 Mtr) | Polycab | 0 | 40 % |  | IN STOCK | Copper | Unarmoured | GREEN | Class 5 (Flexible) |  | FR | 16 |  |  | Single Core | OEM |  | 16 SQMM X Single Core Unarmoured Copper CABLE | https://drive.google.com/file/d/1ct2s7xhO0KTIi6zOxSJyrXz08x02sSDz/view?usp=sharing
419 | LDC | Industrial Cable (Multistrand) | Industrial Cable |  | 68 | Coil (300/200 Mtr) | Polycab | 0 | 40 % |  | IN STOCK | Copper | Unarmoured | GREEN | Class 5 (Flexible) |  | FRLSH (300/200 Mtr) | 16 |  |  | Single Core | OEM |  | 16 SQMM X Single Core Unarmoured Copper CABLE | https://drive.google.com/file/d/1ct2s7xhO0KTIi6zOxSJyrXz08x02sSDz/view?usp=sharing
420 | LDC | Jellyfilled Telephone Cable | Unarmoured (0.50mm) | 0.50mm |  | Per Meter | Polycab | 100.8 | 40 % | 168 | IN STOCK | Copper | Unarmoured | BLACK | Class 2 (Stranded) | Jelly Filled |  |  |  |  | PAIR-5 | OEM |  | SQMM X PAIR-5 Unarmoured Copper CABLE | https://drive.google.com/file/d/15P0A3B40EkH6voTqqTaDshH5JnARo_gW/view?usp=sharing
421 | LDC | Jellyfilled Telephone Cable | Armoured (0.50mm) | 0.50mm |  | Per Meter | Polycab | 132 | 40 % | 220 | IN STOCK | Copper | Armoured | BLACK | Class 2 (Stranded) | Jelly Filled |  |  |  |  | PAIR-5 | OEM |  | SQMM X PAIR-5 Armoured Copper CABLE | https://drive.google.com/file/d/1ma61zXzi1py0QrKgoWYhs5XARWUqB-E8/view?usp=sharing
422 | LDC | Jellyfilled Telephone Cable | Unarmoured (0.50mm) | 0.50mm |  | Per Meter | Polycab | 156.6 | 40 % | 261 | IN STOCK | Copper | Unarmoured | BLACK | Class 2 (Stranded) | Jelly Filled |  |  |  |  | PAIR-10 | OEM |  | SQMM X PAIR-10 Unarmoured Copper CABLE | https://drive.google.com/file/d/15P0A3B40EkH6voTqqTaDshH5JnARo_gW/view?usp=sharing
423 | LDC | Jellyfilled Telephone Cable | Armoured (0.50mm) | 0.50mm |  | Per Meter | Polycab | 202.8 | 40 % | 338 | IN STOCK | Copper | Armoured | BLACK | Class 2 (Stranded) | Jelly Filled |  |  |  |  | PAIR-10 | OEM |  | SQMM X PAIR-10 Armoured Copper CABLE | https://drive.google.com/file/d/1ma61zXzi1py0QrKgoWYhs5XARWUqB-E8/view?usp=sharing
424 | LDC | Jellyfilled Telephone Cable | Unarmoured (0.50mm) | 0.50mm |  | Per Meter | Polycab | 0 | 40 % |  | IN STOCK | Copper | Unarmoured | BLACK | Class 2 (Stranded) | Jelly Filled |  |  |  |  | PAIR-20 | OEM |  | SQMM X PAIR-20 Unarmoured Copper CABLE | https://drive.google.com/file/d/15P0A3B40EkH6voTqqTaDshH5JnARo_gW/view?usp=sharing
425 | LDC | Jellyfilled Telephone Cable | Armoured (0.50mm) | 0.50mm |  | Per Meter | Polycab | 357.6 | 40 % | 596 | IN STOCK | Copper | Armoured | BLACK | Class 2 (Stranded) | Jelly Filled |  |  |  |  | PAIR-20 | OEM |  | SQMM X PAIR-20 Armoured Copper CABLE | https://drive.google.com/file/d/1ma61zXzi1py0QrKgoWYhs5XARWUqB-E8/view?usp=sharing
426 | LDC | Jellyfilled Telephone Cable | Unarmoured (0.50mm) | 0.50mm |  | Per Meter | Polycab | 0 | 40 % |  | IN STOCK | Copper | Unarmoured | BLACK | Class 2 (Stranded) | Jelly Filled |  |  |  |  | PAIR-50 | OEM |  | SQMM X PAIR-50 Unarmoured Copper CABLE | https://drive.google.com/file/d/15P0A3B40EkH6voTqqTaDshH5JnARo_gW/view?usp=sharing
427 | LDC | Jellyfilled Telephone Cable | Armoured (0.50mm) | 0.50mm |  | Per Meter | Polycab | 791.4 | 40 % | 1319 | IN STOCK | Copper | Armoured | BLACK | Class 2 (Stranded) | Jelly Filled |  |  |  |  | PAIR-50 | OEM |  | SQMM X PAIR-50 Armoured Copper CABLE | https://drive.google.com/file/d/1ma61zXzi1py0QrKgoWYhs5XARWUqB-E8/view?usp=sharing
428 | LDC | Jellyfilled Telephone Cable | Unarmoured (0.50mm) | 0.50mm |  | Per Meter | Polycab | 0 | 40 % |  | IN STOCK | Copper | Unarmoured | BLACK | Class 2 (Stranded) | Jelly Filled |  |  |  |  | PAIR-100 | OEM |  | SQMM X PAIR-100 Unarmoured Copper CABLE | https://drive.google.com/file/d/15P0A3B40EkH6voTqqTaDshH5JnARo_gW/view?usp=sharing
429 | LDC | Jellyfilled Telephone Cable | Armoured (0.50mm) | 0.50mm |  | Per Meter | Polycab | 1510.2 | 40 % | 2517 | IN STOCK | Copper | Armoured | BLACK | Class 2 (Stranded) | Jelly Filled |  |  |  |  | PAIR-100 | OEM |  | SQMM X PAIR-100 Armoured Copper CABLE | https://drive.google.com/file/d/1ma61zXzi1py0QrKgoWYhs5XARWUqB-E8/view?usp=sharing
430 | LDC | Jellyfilled Telephone Cable | Unarmoured (0.50mm) | 0.50mm |  | Per Meter | Polycab | 0 | 40 % |  | IN STOCK | Copper | Unarmoured | BLACK | Class 2 (Stranded) | Jelly Filled |  |  |  |  | PAIR-200 | OEM |  | SQMM X PAIR-200 Unarmoured Copper CABLE | https://drive.google.com/file/d/15P0A3B40EkH6voTqqTaDshH5JnARo_gW/view?usp=sharing
431 | LDC | Jellyfilled Telephone Cable | Armoured (0.50mm) | 0.50mm |  | Per Meter | Polycab | 2772 | 40 % | 4620 | IN STOCK | Copper | Armoured | BLACK | Class 2 (Stranded) | Jelly Filled |  |  |  |  | PAIR-200 | OEM |  | SQMM X PAIR-200 Armoured Copper CABLE | https://drive.google.com/file/d/1ma61zXzi1py0QrKgoWYhs5XARWUqB-E8/view?usp=sharing
432 | LDC | LAN (Computer) Cable | CAT-5E - UTP Unarmoured |  |  | Coil (305 Mtr) | Polycab | 0 | 40 % |  | IN STOCK | Copper | Unarmoured | BLACK |  |  |  |  | Unshielded |  | Twisted Pair | OEM |  | SQMM X Twisted Pair Unarmoured Copper CABLE | https://drive.google.com/file/d/1sIV2yGOw6VjjwqqgzjMsgk2aPBkEo7Ol/view?usp=drive_link
433 | LDC | LAN (Computer) Cable | CAT-5E - UTP Armoured |  |  | Per Meter | Polycab | 0 | 40 % |  | IN STOCK | Copper | Armoured | BLACK |  |  |  |  | Unshielded |  | Twisted Pair | OEM |  | SQMM X Twisted Pair Armoured Copper CABLE | https://drive.google.com/file/d/1htNHsDe8YtpujSoy_IL8AyZMGFdoabac/view?usp=drive_link
434 | LDC | LAN (Computer) Cable | CAT-5E - FTP Unarmoured |  |  | Coil (305 Mtr) | Polycab | 0 | 40 % |  | IN STOCK | Copper | Unarmoured | BLACK |  |  |  |  | Foiled Shielded |  | Twisted Pair | OEM |  | SQMM X Twisted Pair Unarmoured Copper CABLE | https://drive.google.com/file/d/1sIV2yGOw6VjjwqqgzjMsgk2aPBkEo7Ol/view?usp=drive_link
435 | LDC | LAN (Computer) Cable | CAT-5E - FTP Armoured |  |  | Per Meter | Polycab | 0 | 40 % |  | IN STOCK | Copper | Armoured | BLACK |  |  |  |  | Foiled Shielded |  | Twisted Pair | OEM |  | SQMM X Twisted Pair Armoured Copper CABLE | https://drive.google.com/file/d/1htNHsDe8YtpujSoy_IL8AyZMGFdoabac/view?usp=drive_link
436 | LDC | LAN (Computer) Cable | CAT-6 - UTP Unarmoured |  |  | Coil (305 Mtr) | Polycab | 11487 | 40 % | 19145 | IN STOCK | Copper | Unarmoured | BLUE |  |  |  |  | Unshielded |  | Twisted Pair | OEM |  | SQMM X Twisted Pair Unarmoured Copper CABLE | https://drive.google.com/file/d/1zH8AqJax3c0D4Klu_o-ZZSb-uugaeiay/view?usp=drive_link
437 | LDC | LAN (Computer) Cable | CAT-6 - UTP Armoured |  |  | Per Meter | Polycab | 75.6 | 40 % | 126 | IN STOCK | Copper | Armoured | BLACK |  |  |  |  | Unshielded |  | Twisted Pair | OEM |  | SQMM X Twisted Pair Armoured Copper CABLE | https://drive.google.com/file/d/17PLpD47bJz6Jd3-55z0nM8x8ddQPyWQK/view?usp=drive_link
438 | LDC | LAN (Computer) Cable | CAT-6 - FTP Unarmoured |  |  | Coil (305 Mtr) | Polycab | 14037 | 40 % | 23395 | IN STOCK | Copper | Unarmoured | BLUE |  |  |  |  | Foiled Shielded |  | Twisted Pair | OEM |  | SQMM X Twisted Pair Unarmoured Copper CABLE | https://drive.google.com/file/d/1zH8AqJax3c0D4Klu_o-ZZSb-uugaeiay/view?usp=drive_link
439 | LDC | LAN (Computer) Cable | CAT-6 - FTP Armoured |  |  | Per Meter | Polycab | 86.73 | 40 % | 144.55 | IN STOCK | Copper | Armoured | BLACK |  |  |  |  | Foiled Shielded |  | Twisted Pair | OEM |  | SQMM X Twisted Pair Armoured Copper CABLE | https://drive.google.com/file/d/17PLpD47bJz6Jd3-55z0nM8x8ddQPyWQK/view?usp=drive_link
440 | LDC | LAN (Computer) Cable | CAT 6-A (GOLD) - UTP Unarmoured |  |  | Coil (305 Mtr) | Polycab | 0 | 40 % |  | IN STOCK | Copper | Unarmoured | BLACK |  |  |  |  | Unshielded |  | Twisted Pair | OEM |  | SQMM X Twisted Pair Unarmoured Copper CABLE | https://drive.google.com/file/d/19zSmht5UgomEPd0k-Z4tfqtQDGEcfw5n/view?usp=drive_link
441 | LDC | LAN (Computer) Cable | CAT 6-A (GOLD) - UTP Armoured |  |  | Per Meter | Polycab | 0 | 40 % |  | IN STOCK | Copper | Armoured | BLACK |  |  |  |  | Unshielded |  | Twisted Pair | OEM |  | SQMM X Twisted Pair Armoured Copper CABLE | https://drive.google.com/file/d/1t0oDrT-ZRHdXFSok4EJDSt1Fp_Fv_2-8/view?usp=drive_link
442 | LDC | LAN (Computer) Cable | CAT 6-A (GOLD) - FTP Unarmoured |  |  | Coil (305 Mtr) | Polycab | 0 | 40 % |  | IN STOCK | Copper | Unarmoured | BLACK |  |  |  |  | Foiled Shielded |  | Twisted Pair | OEM |  | SQMM X Twisted Pair Unarmoured Copper CABLE | https://drive.google.com/file/d/19zSmht5UgomEPd0k-Z4tfqtQDGEcfw5n/view?usp=drive_link
443 | LDC | LAN (Computer) Cable | CAT 6-A (GOLD) - FTP Armoured |  |  | Per Meter | Polycab | 0 | 40 % |  | IN STOCK | Copper | Armoured | BLACK |  |  |  |  | Foiled Shielded |  | Twisted Pair | OEM |  | SQMM X Twisted Pair Armoured Copper CABLE | https://drive.google.com/file/d/1t0oDrT-ZRHdXFSok4EJDSt1Fp_Fv_2-8/view?usp=drive_link
444 | LDC | LAN (Computer) Cable | CAT-6 - UTP Unarmoured |  |  | Coil (305 Mtr) | Polycab | 0 | 40 % |  | IN STOCK | Copper | Unarmoured | GREY |  |  |  |  | Unshielded |  | Twisted Pair | OEM |  | SQMM X Twisted Pair Unarmoured Copper CABLE | https://drive.google.com/file/d/12VjbzaBh_dTCPYJl1n4c9rV1GpwfeXXy/view?usp=drive_link
445 | LDC | LAN (Computer) Cable | CAT-6 - UTP Armoured |  |  | Per Meter | Polycab | 0 | 40 % |  | IN STOCK | Copper | Armoured | BLACK |  |  |  |  | Unshielded |  | Twisted Pair | OEM |  | SQMM X Twisted Pair Armoured Copper CABLE | https://drive.google.com/file/d/1Ff-jUnz71KGZstVkKYkY4j6DvO9LDopR/view?usp=drive_link
446 | LDC | LAN (Computer) Cable | CAT-6 - FTP Unarmoured |  |  | Coil (305 Mtr) | Polycab | 0 | 40 % |  | IN STOCK | Copper | Unarmoured | GREY |  |  |  |  | Foiled Shielded |  | Twisted Pair | OEM |  | SQMM X Twisted Pair Unarmoured Copper CABLE | https://drive.google.com/file/d/12VjbzaBh_dTCPYJl1n4c9rV1GpwfeXXy/view?usp=drive_link
447 | LDC | LAN (Computer) Cable | CAT-6 - FTP Armoured |  |  | Per Meter | Polycab | 0 | 40 % |  | IN STOCK | Copper | Armoured | BLACK |  |  |  |  | Foiled Shielded |  | Twisted Pair | OEM |  | SQMM X Twisted Pair Armoured Copper CABLE | https://drive.google.com/file/d/1Ff-jUnz71KGZstVkKYkY4j6DvO9LDopR/view?usp=drive_link
448 | LDC | LAN (Computer) Cable | CAT-6 - UTP Unarmoured |  |  | Coil (305 Mtr) | Polycab | 0 | 40 % |  | IN STOCK | Copper | Unarmoured | GREEN |  |  |  |  | Unshielded |  | Twisted Pair | OEM |  | SQMM X Twisted Pair Unarmoured Copper CABLE | https://drive.google.com/file/d/1zdTmCuG5tJcxVGcKCqIGjhr7yuQN2qYU/view?usp=drive_link
449 | LDC | LAN (Computer) Cable | CAT-6 - UTP Armoured |  |  | Per Meter | Polycab | 0 | 40 % |  | IN STOCK | Copper | Armoured | BLACK |  |  |  |  | Unshielded |  | Twisted Pair | OEM |  | SQMM X Twisted Pair Armoured Copper CABLE | https://drive.google.com/file/d/1Ff-jUnz71KGZstVkKYkY4j6DvO9LDopR/view?usp=drive_link
450 | LDC | LAN (Computer) Cable | CAT-6 - FTP Unarmoured |  |  | Coil (305 Mtr) | Polycab | 0 | 40 % |  | IN STOCK | Copper | Unarmoured | GREEN |  |  |  |  | Foiled Shielded |  | Twisted Pair | OEM |  | SQMM X Twisted Pair Unarmoured Copper CABLE | https://drive.google.com/file/d/1zdTmCuG5tJcxVGcKCqIGjhr7yuQN2qYU/view?usp=drive_link
451 | LDC | LAN (Computer) Cable | CAT-6 - FTP Armoured |  |  | Per Meter | Polycab | 0 | 40 % |  | IN STOCK | Copper | Armoured | BLACK |  |  |  |  | Foiled Shielded |  | Twisted Pair | OEM |  | SQMM X Twisted Pair Armoured Copper CABLE | https://drive.google.com/file/d/1Ff-jUnz71KGZstVkKYkY4j6DvO9LDopR/view?usp=drive_link
452 | LDC | LAN (Computer) Cable | CAT-6 - UTP Unarmoured |  |  | Coil (305 Mtr) | Polycab | 0 | 40 % |  | IN STOCK | Copper | Unarmoured | YELLOW |  |  |  |  | Unshielded |  | Twisted Pair | OEM |  | SQMM X Twisted Pair Unarmoured Copper CABLE | https://drive.google.com/file/d/1zH8AqJax3c0D4Klu_o-ZZSb-uugaeiay/view?usp=drive_link
453 | LDC | LAN (Computer) Cable | CAT-6 - UTP Armoured |  |  | Per Meter | Polycab | 0 | 40 % |  | IN STOCK | Copper | Armoured | BLACK |  |  |  |  | Unshielded |  | Twisted Pair | OEM |  | SQMM X Twisted Pair Armoured Copper CABLE | https://drive.google.com/file/d/1Ff-jUnz71KGZstVkKYkY4j6DvO9LDopR/view?usp=drive_link
454 | LDC | LAN (Computer) Cable | CAT-6 - FTP Unarmoured |  |  | Coil (305 Mtr) | Polycab | 0 | 40 % |  | IN STOCK | Copper | Unarmoured | YELLOW |  |  |  |  | Foiled Shielded |  | Twisted Pair | OEM |  | SQMM X Twisted Pair Unarmoured Copper CABLE | https://drive.google.com/file/d/1zH8AqJax3c0D4Klu_o-ZZSb-uugaeiay/view?usp=drive_link
455 | LDC | LAN (Computer) Cable | CAT-6 - FTP Armoured |  |  | Per Meter | Polycab | 0 | 40 % |  | IN STOCK | Copper | Armoured | BLACK |  |  |  |  | Foiled Shielded |  | Twisted Pair | OEM |  | SQMM X Twisted Pair Armoured Copper CABLE | https://drive.google.com/file/d/1Ff-jUnz71KGZstVkKYkY4j6DvO9LDopR/view?usp=drive_link
456 | LDC | Service Cable | Service |  |  | Per Meter | Polycab | 63.84 | 40 % | 106.4 | IN STOCK | Copper |  | BLACK |  |  |  | 2.5 |  |  | 2 CORE | OEM |  | 2.5 SQMM X 2 CORE Copper CABLE | https://drive.google.com/file/d/1J4I7mNKUdBxLsu4GrRFjB8Cqv0-uu1l3/view?usp=sharing
457 | LDC | Telephone & Switchboard Cable | Unarmoured (0.50mm) | 0.50mm | 100 - 500 mA | Per Meter | Polycab | 9.84 | 40 % | 16.4 | IN STOCK | Copper | Unarmoured | GREY | Class 2 (Stranded) | PVC | PVC | 0.5 | - | 300 V | PAIR-1 | OEM | PVC | 0.5 SQMM X PAIR-1 Unarmoured Copper CABLE | https://drive.google.com/file/d/1YwB-zFtTiTMRXZ9inIxfiVbHuTZe6avB/view?usp=sharing
458 | LDC | Telephone & Switchboard Cable | Unarmoured (0.40mm) | 0.40mm | 100 - 500 mA | Per Meter | Polycab | 7.17 | 40 % | 11.95 | IN STOCK | Copper | Unarmoured | GREY | Class 2 (Stranded) | PVC | PVC | 0.4 | - | 300 V | PAIR-1 | OEM | PVC | 0.4 SQMM X PAIR-1 Unarmoured Copper CABLE | https://drive.google.com/file/d/1YwB-zFtTiTMRXZ9inIxfiVbHuTZe6avB/view?usp=sharing
459 | LDC | Telephone & Switchboard Cable | Unarmoured (0.50mm) | 0.50mm | 100 - 500 mA | Per Meter | Polycab | 18.66 | 40 % | 31.1 | IN STOCK | Copper | Unarmoured | GREY | Class 2 (Stranded) | PVC | PVC | 0.5 | - | 300 V | PAIR-2 | OEM | PVC | 0.5 SQMM X PAIR-2 Unarmoured Copper CABLE | https://drive.google.com/file/d/1Ryt9vn8EsuRDVO7ckc2-FSLTtG-CQ1zy/view?usp=sharing
460 | LDC | Telephone & Switchboard Cable | Unarmoured (0.40mm) | 0.40mm | 100 - 500 mA | Per Meter | Polycab | 12.18 | 40 % | 20.3 | IN STOCK | Copper | Unarmoured | GREY | Class 2 (Stranded) | PVC | PVC | 0.4 | - | 300 V | PAIR-2 | OEM | PVC | 0.4 SQMM X PAIR-2 Unarmoured Copper CABLE | https://drive.google.com/file/d/1Ryt9vn8EsuRDVO7ckc2-FSLTtG-CQ1zy/view?usp=sharing
461 | LDC | Telephone & Switchboard Cable | Armoured (0.50mm) | 0.50mm | 100 - 500 mA | Per Meter | Polycab | 101.4 | 40 % | 169 | IN STOCK | Copper | Armoured | GREY | Class 2 (Stranded) | PVC | PVC | 0.5 | - | 300 V | PAIR-2 | OEM | PVC | 0.5 SQMM X PAIR-2 Armoured Copper CABLE | https://drive.google.com/file/d/1LKFTfvsdlwE3UzLZaCQff4dOFi-deHBA/view?usp=sharing
462 | LDC | Telephone & Switchboard Cable | Unarmoured (0.50mm) | 0.50mm | 100 - 500 mA | Per Meter | Polycab | 26.58 | 40 % | 44.3 | IN STOCK | Copper | Unarmoured | GREY | Class 2 (Stranded) | PVC | PVC | 0.5 | - | 300 V | PAIR-3 | OEM | PVC | 0.5 SQMM X PAIR-3 Unarmoured Copper CABLE | https://drive.google.com/file/d/1hiPY8j4ghCm7CPamq1tejcTPmoaosJEx/view?usp=sharing
463 | LDC | Telephone & Switchboard Cable | Unarmoured (0.40mm) | 0.40mm | 100 - 500 mA | Per Meter | Polycab | 17.76 | 40 % | 29.6 | IN STOCK | Copper | Unarmoured | GREY | Class 2 (Stranded) | PVC | PVC | 0.4 | - | 300 V | PAIR-3 | OEM | PVC | 0.4 SQMM X PAIR-3 Unarmoured Copper CABLE | https://drive.google.com/file/d/1hiPY8j4ghCm7CPamq1tejcTPmoaosJEx/view?usp=sharing
464 | LDC | Telephone & Switchboard Cable | Unarmoured (0.50mm) | 0.50mm | 100 - 500 mA | Per Meter | Polycab | 35.25 | 40 % | 58.75 | IN STOCK | Copper | Unarmoured | GREY | Class 2 (Stranded) | PVC | PVC | 0.5 | - | 300 V | PAIR-4 | OEM | PVC | 0.5 SQMM X PAIR-4 Unarmoured Copper CABLE | https://drive.google.com/file/d/1NPFOGqTGeoI3FisiVZ_Alo97eqyiXjLs/view?usp=sharing
465 | LDC | Telephone & Switchboard Cable | Unarmoured (0.40mm) | 0.40mm | 100 - 500 mA | Per Meter | Polycab | 23.82 | 40 % | 39.7 | IN STOCK | Copper | Unarmoured | GREY | Class 2 (Stranded) | PVC | PVC | 0.4 | - | 300 V | PAIR-4 | OEM | PVC | 0.4 SQMM X PAIR-4 Unarmoured Copper CABLE | https://drive.google.com/file/d/1NPFOGqTGeoI3FisiVZ_Alo97eqyiXjLs/view?usp=sharing
466 | LDC | Telephone & Switchboard Cable | Unarmoured (0.50mm) | 0.50mm | 100 - 500 mA | Per Meter | Polycab | 44.1 | 40 % | 73.5 | IN STOCK | Copper | Unarmoured | GREY | Class 2 (Stranded) | PVC | PVC | 0.5 | - | 300 V | PAIR-5 | OEM | PVC | 0.5 SQMM X PAIR-5 Unarmoured Copper CABLE | https://drive.google.com/file/d/1-hC9bT0g_RFLlBMAYwZba1l2fZVgd57r/view?usp=sharing
467 | LDC | Telephone & Switchboard Cable | Unarmoured (0.40mm) | 0.40mm | 100 - 500 mA | Per Meter | Polycab | 31.05 | 40 % | 51.75 | IN STOCK | Copper | Unarmoured | GREY | Class 2 (Stranded) | PVC | PVC | 0.4 | - | 300 V | PAIR-5 | OEM | PVC | 0.4 SQMM X PAIR-5 Unarmoured Copper CABLE | https://drive.google.com/file/d/1-hC9bT0g_RFLlBMAYwZba1l2fZVgd57r/view?usp=sharing
468 | LDC | Telephone & Switchboard Cable | Armoured (0.50mm) | 0.50mm | 100 - 500 mA | Per Meter | Polycab | 115.2 | 40 % | 192 | IN STOCK | Copper | Armoured | GREY | Class 2 (Stranded) | PVC | PVC | 0.5 | - | 300 V | PAIR-5 | OEM | PVC | 0.5 SQMM X PAIR-5 Armoured Copper CABLE | https://drive.google.com/file/d/10h7GYpdksCH55gljFCmcdpxL-aCLq3-7/view?usp=sharing
469 | LDC | Telephone & Switchboard Cable | Unarmoured (0.50mm) | 0.50mm | 100 - 500 mA | Per Meter | Polycab | 88.17 | 40 % | 146.95 | IN STOCK | Copper | Unarmoured | GREY | Class 2 (Stranded) | PVC | PVC | 0.5 | - | 300 V | PAIR-10 | OEM | PVC | 0.5 SQMM X PAIR-10 Unarmoured Copper CABLE | https://drive.google.com/file/d/18XDl-3GoeJVRUf4YWNeUCVAmw4tW7fJx/view?usp=sharing
470 | LDC | Telephone & Switchboard Cable | Armoured (0.50mm) | 0.50mm | 100 - 500 mA | Per Meter | Polycab | 220.8 | 40 % | 368 | IN STOCK | Copper | Armoured | GREY | Class 2 (Stranded) | PVC | PVC | 0.5 | - | 300 V | PAIR-10 | OEM | PVC | 0.5 SQMM X PAIR-10 Armoured Copper CABLE | https://drive.google.com/file/d/10h7GYpdksCH55gljFCmcdpxL-aCLq3-7/view?usp=sharing
471 | LDC | Telephone & Switchboard Cable | Unarmoured (0.50mm) | 0.50mm | 100 - 500 mA | Per Meter | Polycab | 172.59 | 40 % | 287.65 | IN STOCK | Copper | Unarmoured | GREY | Class 2 (Stranded) | PVC | PVC | 0.5 | - | 300 V | PAIR-20 | OEM | PVC | 0.5 SQMM X PAIR-20 Unarmoured Copper CABLE | https://drive.google.com/file/d/1KxtPkrl4j1z6SJpc1-8Betb9MfKKrYZQ/view?usp=sharing
472 | LDC | Telephone & Switchboard Cable | Armoured (0.50mm) | 0.50mm | 100 - 500 mA | Per Meter | Polycab | 342 | 40 % | 570 | IN STOCK | Copper | Armoured | GREY | Class 2 (Stranded) | PVC | PVC | 0.5 | - | 300 V | PAIR-20 | OEM | PVC | 0.5 SQMM X PAIR-20 Armoured Copper CABLE | https://drive.google.com/file/d/1ZyR1ZN653vLISvamqPk5cCzxcQiDFF9J/view?usp=sharing
473 | LDC | Telephone & Switchboard Cable | Unarmoured (0.50mm) | 0.50mm | 100 - 500 mA | Per Meter | Polycab | 453.21 | 40 % | 755.35 | IN STOCK | Copper | Unarmoured | GREY | Class 2 (Stranded) | PVC | PVC | 0.5 | - | 300 V | PAIR-50 | OEM | PVC | 0.5 SQMM X PAIR-50 Unarmoured Copper CABLE | https://drive.google.com/file/d/1EcGHu0lD5ileGoiM_WYEijsnt2iIqOyy/view?usp=sharing
474 | LDC | Telephone & Switchboard Cable | Unarmoured (0.50mm) | 0.50mm | 100 - 500 mA | Per Meter | Polycab | 906.42 | 40 % | 1510.7 | IN STOCK | Copper | Unarmoured | GREY | Class 2 (Stranded) | PVC | PVC | 0.5 | - | 300 V | PAIR-100 | OEM | PVC | 0.5 SQMM X PAIR-100 Unarmoured Copper CABLE | https://drive.google.com/file/d/1kTXJoTAH5UpdkAHEYFmOYVhNVageksod/view?usp=sharing
475 | LDC | Welding Cable | WEILDING CABLE | 120 |  | Per Meter | Polycab | 451.2 | 40 % | 752 | IN STOCK | Copper | Unarmoured | ORANGE | Class 5 (Flexible) |  |  | 16 |  |  | Single Core (Flexible) | OEM |  | 16 SQMM X Single Core (Flexible) Unarmoured Copper CABLE | https://drive.google.com/file/d/1pkK6rfedqoUeeEWF9ldnkrzA1yXh2vsj/view?usp=sharing
476 | LDC | Welding Cable | WEILDING CABLE | 160 |  | Per Meter | Polycab | 690.6 | 40 % | 1151 | IN STOCK | Copper | Unarmoured | ORANGE | Class 5 (Flexible) |  |  | 25 |  |  | Single Core (Flexible) | OEM |  | 25 SQMM X Single Core (Flexible) Unarmoured Copper CABLE | https://drive.google.com/file/d/1pkK6rfedqoUeeEWF9ldnkrzA1yXh2vsj/view?usp=sharing
477 | LDC | Welding Cable | WEILDING CABLE | 230 |  | Per Meter | Polycab | 969.6 | 40 % | 1616 | IN STOCK | Copper | Unarmoured | ORANGE | Class 5 (Flexible) |  |  | 35 |  |  | Single Core (Flexible) | OEM |  | 35 SQMM X Single Core (Flexible) Unarmoured Copper CABLE | https://drive.google.com/file/d/1pkK6rfedqoUeeEWF9ldnkrzA1yXh2vsj/view?usp=sharing
478 | LDC | Welding Cable | WEILDING CABLE | 400 |  | Per Meter | Polycab | 1371 | 40 % | 2285 | IN STOCK | Copper | Unarmoured | ORANGE | Class 5 (Flexible) |  |  | 50 |  |  | Single Core (Flexible) | OEM |  | 50 SQMM X Single Core (Flexible) Unarmoured Copper CABLE | https://drive.google.com/file/d/1pkK6rfedqoUeeEWF9ldnkrzA1yXh2vsj/view?usp=sharing
479 | LDC | Welding Cable | WEILDING CABLE | 600 |  | Per Meter | Polycab | 1935.6 | 40 % | 3226 | IN STOCK | Copper | Unarmoured | ORANGE | Class 5 (Flexible) |  |  | 70 |  |  | Single Core (Flexible) | OEM |  | 70 SQMM X Single Core (Flexible) Unarmoured Copper CABLE | https://drive.google.com/file/d/1pkK6rfedqoUeeEWF9ldnkrzA1yXh2vsj/view?usp=sharing
480 | LDC | Welding Cable | WEILDING CABLE | 700 |  | Per Meter | Polycab | 2553.6 | 40 % | 4256 | IN STOCK | Copper | Unarmoured | ORANGE | Class 5 (Flexible) |  |  | 95 |  |  | Single Core (Flexible) | OEM |  | 95 SQMM X Single Core (Flexible) Unarmoured Copper CABLE | https://drive.google.com/file/d/1pkK6rfedqoUeeEWF9ldnkrzA1yXh2vsj/view?usp=sharing
481 | LDC | Welding Cable | WEILDING CABLE | 1110 |  | Per Meter | Polycab | 3271.2 | 40 % | 5452 | IN STOCK | Copper | Unarmoured | ORANGE | Class 5 (Flexible) |  |  | 120 |  |  | Single Core (Flexible) | OEM |  | 120 SQMM X Single Core (Flexible) Unarmoured Copper CABLE | https://drive.google.com/file/d/1pkK6rfedqoUeeEWF9ldnkrzA1yXh2vsj/view?usp=sharing
482 | LDC | Building Management System (BMS) Cable | BMS CABLE | 16/.2 |  | Per Meter (100/300 Mtr Coil, 2000 Mtr Drum) | Polycab | 59.61 | 40 % | 99.35 | IN STOCK | Copper | - | BLUE | Class 2 (Stranded) | PVC | PVC | 0.5 | ALUMINUM MYLAR TAPE WITH DRAIN WIRE | 300/500 VOLTS | 2 CORE | OEM | FRLSH | 0.5 SQMM X 2 CORE - Copper CABLE | https://drive.google.com/file/d/13k3qVNERMxSQgsWdb8Rcsgzvw-e7sVG0/view?usp=drive_link
483 | LDC | Building Management System (BMS) Cable | BMS CABLE | 24/.2 |  | Per Meter (100/300 Mtr Coil, 2000 Mtr Drum) | Polycab | 76.8 | 40 % | 128 | IN STOCK | Copper | - | BLUE | Class 2 (Stranded) | PVC | PVC | 0.75 | ALUMINUM MYLAR TAPE WITH DRAIN WIRE | 300/500 VOLTS | 2 CORE | OEM | FRLSH | 0.75 SQMM X 2 CORE - Copper CABLE | https://drive.google.com/file/d/13k3qVNERMxSQgsWdb8Rcsgzvw-e7sVG0/view?usp=drive_link
484 | LDC | Building Management System (BMS) Cable | BMS CABLE | 32/.2 |  | Per Meter (100/300 Mtr Coil, 2000 Mtr Drum) | Polycab | 92.25 | 40 % | 153.75 | IN STOCK | Copper | - | BLUE | Class 2 (Stranded) | PVC | PVC | 1.0 | ALUMINUM MYLAR TAPE WITH DRAIN WIRE | 300/500 VOLTS | 2 CORE | OEM | FRLSH | 1.0 SQMM X 2 CORE - Copper CABLE | https://drive.google.com/file/d/13k3qVNERMxSQgsWdb8Rcsgzvw-e7sVG0/view?usp=drive_link
485 | LDC | Building Management System (BMS) Cable | BMS CABLE | 30/.25 |  | Per Meter (100/300 Mtr Coil, 2000 Mtr Drum) | Polycab | 121.2 | 40 % | 202 | IN STOCK | Copper | - | BLUE | Class 2 (Stranded) | PVC | PVC | 1.5 | ALUMINUM MYLAR TAPE WITH DRAIN WIRE | 300/500 VOLTS | 2 CORE | OEM | FRLSH | 1.5 SQMM X 2 CORE - Copper CABLE | https://drive.google.com/file/d/13k3qVNERMxSQgsWdb8Rcsgzvw-e7sVG0/view?usp=drive_link
486 | LDC | Building Management System (BMS) Cable | BMS CABLE | 50/.25 |  | Per Meter (100/300 Mtr Coil, 2000 Mtr Drum) | Polycab | 191.55 | 40 % | 319.25 | IN STOCK | Copper | - | BLUE | Class 2 (Stranded) | PVC | PVC | 2.5 | ALUMINUM MYLAR TAPE WITH DRAIN WIRE | 300/500 VOLTS | 2 CORE | OEM | FRLSH | 2.5 SQMM X 2 CORE - Copper CABLE | https://drive.google.com/file/d/13k3qVNERMxSQgsWdb8Rcsgzvw-e7sVG0/view?usp=drive_link
487 | LDC | Building Management System (BMS) Cable | BMS CABLE | 16/.2 |  | Per Meter (100/300 Mtr Coil, 2000 Mtr Drum) | Polycab | 74.88 | 40 % | 124.8 | IN STOCK | Copper | - | BLUE | Class 2 (Stranded) | PVC | PVC | 0.5 | ALUMINUM MYLAR TAPE WITH DRAIN WIRE | 300/500 VOLTS | 3 CORE | OEM | FRLSH | 0.5 SQMM X 3 CORE - Copper CABLE | https://drive.google.com/file/d/16J7rB380Th1qoxdIfHb1HZfiE8mv_IFj/view?usp=sharing
488 | LDC | Building Management System (BMS) Cable | BMS CABLE | 24/.2 |  | Per Meter (100/300 Mtr Coil, 2000 Mtr Drum) | Polycab | 99.9 | 40 % | 166.5 | IN STOCK | Copper | - | BLUE | Class 2 (Stranded) | PVC | PVC | 0.75 | ALUMINUM MYLAR TAPE WITH DRAIN WIRE | 300/500 VOLTS | 3 CORE | OEM | FRLSH | 0.75 SQMM X 3 CORE - Copper CABLE | https://drive.google.com/file/d/16J7rB380Th1qoxdIfHb1HZfiE8mv_IFj/view?usp=sharing
489 | LDC | Building Management System (BMS) Cable | BMS CABLE | 32/.2 |  | Per Meter (100/300 Mtr Coil, 2000 Mtr Drum) | Polycab | 124.8 | 40 % | 208 | IN STOCK | Copper | - | BLUE | Class 2 (Stranded) | PVC | PVC | 1.0 | ALUMINUM MYLAR TAPE WITH DRAIN WIRE | 300/500 VOLTS | 3 CORE | OEM | FRLSH | 1.0 SQMM X 3 CORE - Copper CABLE | https://drive.google.com/file/d/16J7rB380Th1qoxdIfHb1HZfiE8mv_IFj/view?usp=sharing
490 | LDC | Building Management System (BMS) Cable | BMS CABLE | 30/.25 |  | Per Meter (100/300 Mtr Coil, 2000 Mtr Drum) | Polycab | 167.4 | 40 % | 279 | IN STOCK | Copper | - | BLUE | Class 2 (Stranded) | PVC | PVC | 1.5 | ALUMINUM MYLAR TAPE WITH DRAIN WIRE | 300/500 VOLTS | 3 CORE | OEM | FRLSH | 1.5 SQMM X 3 CORE - Copper CABLE | https://drive.google.com/file/d/16J7rB380Th1qoxdIfHb1HZfiE8mv_IFj/view?usp=sharing
491 | LDC | Building Management System (BMS) Cable | BMS CABLE | 50/.25 |  | Per Meter (100/300 Mtr Coil, 2000 Mtr Drum) | Polycab | 267 | 40 % | 445 | IN STOCK | Copper | - | BLUE | Class 2 (Stranded) | PVC | PVC | 2.5 | ALUMINUM MYLAR TAPE WITH DRAIN WIRE | 300/500 VOLTS | 3 CORE | OEM | FRLSH | 2.5 SQMM X 3 CORE - Copper CABLE | https://drive.google.com/file/d/16J7rB380Th1qoxdIfHb1HZfiE8mv_IFj/view?usp=sharing
492 | LDC | Building Management System (BMS) Cable | BMS CABLE | 16/.2 |  | Per Meter (100/300 Mtr Coil, 2000 Mtr Drum) | Polycab | 92.25 | 40 % | 153.75 | IN STOCK | Copper | - | BLUE | Class 2 (Stranded) | PVC | PVC | 0.5 | ALUMINUM MYLAR TAPE WITH DRAIN WIRE | 300/500 VOLTS | 4 CORE | OEM | FRLSH | 0.5 SQMM X 4 CORE - Copper CABLE | https://drive.google.com/file/d/1ub5yZFPjL2_2cGv0cC2zJTFY8rBtIJdL/view?usp=sharing
493 | LDC | Building Management System (BMS) Cable | BMS CABLE | 24/.2 |  | Per Meter (100/300 Mtr Coil, 2000 Mtr Drum) | Polycab | 123 | 40 % | 205 | IN STOCK | Copper | - | BLUE | Class 2 (Stranded) | PVC | PVC | 0.75 | ALUMINUM MYLAR TAPE WITH DRAIN WIRE | 300/500 VOLTS | 4 CORE | OEM | FRLSH | 0.75 SQMM X 4 CORE - Copper CABLE | https://drive.google.com/file/d/1ub5yZFPjL2_2cGv0cC2zJTFY8rBtIJdL/view?usp=sharing
494 | LDC | Building Management System (BMS) Cable | BMS CABLE | 32/.2 |  | Per Meter (100/300 Mtr Coil, 2000 Mtr Drum) | Polycab | 157.41 | 40 % | 262.35 | IN STOCK | Copper | - | BLUE | Class 2 (Stranded) | PVC | PVC | 1.0 | ALUMINUM MYLAR TAPE WITH DRAIN WIRE | 300/500 VOLTS | 4 CORE | OEM | FRLSH | 1.0 SQMM X 4 CORE - Copper CABLE | https://drive.google.com/file/d/1ub5yZFPjL2_2cGv0cC2zJTFY8rBtIJdL/view?usp=sharing
495 | LDC | Building Management System (BMS) Cable | BMS CABLE | 30/.25 |  | Per Meter (100/300 Mtr Coil, 2000 Mtr Drum) | Polycab | 217.2 | 40 % | 362 | IN STOCK | Copper | - | BLUE | Class 2 (Stranded) | PVC | PVC | 1.5 | ALUMINUM MYLAR TAPE WITH DRAIN WIRE | 300/500 VOLTS | 4 CORE | OEM | FRLSH | 1.5 SQMM X 4 CORE - Copper CABLE | https://drive.google.com/file/d/1ub5yZFPjL2_2cGv0cC2zJTFY8rBtIJdL/view?usp=sharing
496 | LDC | Building Management System (BMS) Cable | BMS CABLE | 50/.25 |  | Per Meter (100/300 Mtr Coil, 2000 Mtr Drum) | Polycab | 345 | 40 % | 575 | IN STOCK | Copper | - | BLUE | Class 2 (Stranded) | PVC | PVC | 2.5 | ALUMINUM MYLAR TAPE WITH DRAIN WIRE | 300/500 VOLTS | 4 CORE | OEM | FRLSH | 2.5 SQMM X 4 CORE - Copper CABLE | https://drive.google.com/file/d/1ub5yZFPjL2_2cGv0cC2zJTFY8rBtIJdL/view?usp=sharing
497 | LDC | Building Management System (BMS) Cable | BMS CABLE | 16/.2 |  | Per Meter (100/300 Mtr Coil, 2000 Mtr Drum) | Polycab | 111.45 | 40 % | 185.75 | IN STOCK | Copper | - | BLUE | Class 2 (Stranded) | PVC | PVC | 0.5 | ALUMINUM MYLAR TAPE WITH DRAIN WIRE | 300/500 VOLTS | 5 CORE | OEM | FRLSH | 0.5 SQMM X 5 CORE - Copper CABLE | https://drive.google.com/file/d/1akx6OsLRlT9NRWvkh2wZV5Ks1_hqJpK1/view?usp=sharing
498 | LDC | Building Management System (BMS) Cable | BMS CABLE | 24/.2 |  | Per Meter (100/300 Mtr Coil, 2000 Mtr Drum) | Polycab | 153.6 | 40 % | 256 | IN STOCK | Copper | - | BLUE | Class 2 (Stranded) | PVC | PVC | 0.75 | ALUMINUM MYLAR TAPE WITH DRAIN WIRE | 300/500 VOLTS | 5 CORE | OEM | FRLSH | 0.75 SQMM X 5 CORE - Copper CABLE | https://drive.google.com/file/d/1akx6OsLRlT9NRWvkh2wZV5Ks1_hqJpK1/view?usp=sharing
499 | LDC | Building Management System (BMS) Cable | BMS CABLE | 32/.2 |  | Per Meter (100/300 Mtr Coil, 2000 Mtr Drum) | Polycab | 195.6 | 40 % | 326 | IN STOCK | Copper | - | BLUE | Class 2 (Stranded) | PVC | PVC | 1.0 | ALUMINUM MYLAR TAPE WITH DRAIN WIRE | 300/500 VOLTS | 5 CORE | OEM | FRLSH | 1.0 SQMM X 5 CORE - Copper CABLE | https://drive.google.com/file/d/1akx6OsLRlT9NRWvkh2wZV5Ks1_hqJpK1/view?usp=sharing
500 | LDC | Building Management System (BMS) Cable | BMS CABLE | 30/.25 |  | Per Meter (100/300 Mtr Coil, 2000 Mtr Drum) | Polycab | 262.8 | 40 % | 438 | IN STOCK | Copper | - | BLUE | Class 2 (Stranded) | PVC | PVC | 1.5 | ALUMINUM MYLAR TAPE WITH DRAIN WIRE | 300/500 VOLTS | 5 CORE | OEM | FRLSH | 1.5 SQMM X 5 CORE - Copper CABLE | https://drive.google.com/file/d/1akx6OsLRlT9NRWvkh2wZV5Ks1_hqJpK1/view?usp=sharing
501 | LDC | Building Management System (BMS) Cable | BMS CABLE | 50/.25 |  | Per Meter (100/300 Mtr Coil, 2000 Mtr Drum) | Polycab | 429.6 | 40 % | 716 | IN STOCK | Copper | - | BLUE | Class 2 (Stranded) | PVC | PVC | 2.5 | ALUMINUM MYLAR TAPE WITH DRAIN WIRE | 300/500 VOLTS | 5 CORE | OEM | FRLSH | 2.5 SQMM X 5 CORE - Copper CABLE | https://drive.google.com/file/d/1akx6OsLRlT9NRWvkh2wZV5Ks1_hqJpK1/view?usp=sharing
502 | LDC | Building Management System (BMS) Cable | BMS CABLE | 16/.2 |  | Per Meter (100/300 Mtr Coil, 2000 Mtr Drum) | Polycab | 128.4 | 40 % | 214 | IN STOCK | Copper | - | BLUE | Class 2 (Stranded) | PVC | PVC | 0.5 | ALUMINUM MYLAR TAPE WITH DRAIN WIRE | 300/500 VOLTS | 6 CORE | OEM | FRLSH | 0.5 SQMM X 6 CORE - Copper CABLE | https://drive.google.com/file/d/1DmuhG0_ZqBpZbF2shZnNHbp4C0JIUAz3/view?usp=sharing
503 | LDC | Building Management System (BMS) Cable | BMS CABLE | 24/.2 |  | Per Meter (100/300 Mtr Coil, 2000 Mtr Drum) | Polycab | 176.4 | 40 % | 294 | IN STOCK | Copper | - | BLUE | Class 2 (Stranded) | PVC | PVC | 0.75 | ALUMINUM MYLAR TAPE WITH DRAIN WIRE | 300/500 VOLTS | 6 CORE | OEM | FRLSH | 0.75 SQMM X 6 CORE - Copper CABLE | https://drive.google.com/file/d/1DmuhG0_ZqBpZbF2shZnNHbp4C0JIUAz3/view?usp=sharing
504 | LDC | Building Management System (BMS) Cable | BMS CABLE | 32/.2 |  | Per Meter (100/300 Mtr Coil, 2000 Mtr Drum) | Polycab | 226.8 | 40 % | 378 | IN STOCK | Copper | - | BLUE | Class 2 (Stranded) | PVC | PVC | 1.0 | ALUMINUM MYLAR TAPE WITH DRAIN WIRE | 300/500 VOLTS | 6 CORE | OEM | FRLSH | 1.0 SQMM X 6 CORE - Copper CABLE | https://drive.google.com/file/d/1DmuhG0_ZqBpZbF2shZnNHbp4C0JIUAz3/view?usp=sharing
505 | LDC | Building Management System (BMS) Cable | BMS CABLE | 30/.25 |  | Per Meter (100/300 Mtr Coil, 2000 Mtr Drum) | Polycab | 311.4 | 40 % | 519 | IN STOCK | Copper | - | BLUE | Class 2 (Stranded) | PVC | PVC | 1.5 | ALUMINUM MYLAR TAPE WITH DRAIN WIRE | 300/500 VOLTS | 6 CORE | OEM | FRLSH | 1.5 SQMM X 6 CORE - Copper CABLE | https://drive.google.com/file/d/1DmuhG0_ZqBpZbF2shZnNHbp4C0JIUAz3/view?usp=sharing
506 | LDC | Building Management System (BMS) Cable | BMS CABLE | 50/.25 |  | Per Meter (100/300 Mtr Coil, 2000 Mtr Drum) | Polycab | 505.2 | 40 % | 842 | IN STOCK | Copper | - | BLUE | Class 2 (Stranded) | PVC | PVC | 2.5 | ALUMINUM MYLAR TAPE WITH DRAIN WIRE | 300/500 VOLTS | 6 CORE | OEM | FRLSH | 2.5 SQMM X 6 CORE - Copper CABLE | https://drive.google.com/file/d/1DmuhG0_ZqBpZbF2shZnNHbp4C0JIUAz3/view?usp=sharing
507 | LDC | Building Management System (BMS) Cable | BMS CABLE | 16/.2 |  | Per Meter (100/300 Mtr Coil, 2000 Mtr Drum) | Polycab | 141.6 | 40 % | 236 | IN STOCK | Copper | - | BLUE | Class 2 (Stranded) | PVC | PVC | 0.5 | ALUMINUM MYLAR TAPE WITH DRAIN WIRE | 300/500 VOLTS | 7 CORE | OEM | FRLSH | 0.5 SQMM X 7 CORE - Copper CABLE | https://drive.google.com/file/d/1ED3fgkv02Ia28S8hIx8ZqNuTKyY7t1Lv/view?usp=sharing
508 | LDC | Building Management System (BMS) Cable | BMS CABLE | 24/.2 |  | Per Meter (100/300 Mtr Coil, 2000 Mtr Drum) | Polycab | 201.6 | 40 % | 336 | IN STOCK | Copper | - | BLUE | Class 2 (Stranded) | PVC | PVC | 0.75 | ALUMINUM MYLAR TAPE WITH DRAIN WIRE | 300/500 VOLTS | 7 CORE | OEM | FRLSH | 0.75 SQMM X 7 CORE - Copper CABLE | https://drive.google.com/file/d/1ED3fgkv02Ia28S8hIx8ZqNuTKyY7t1Lv/view?usp=sharing
509 | LDC | Building Management System (BMS) Cable | BMS CABLE | 32/.2 |  | Per Meter (100/300 Mtr Coil, 2000 Mtr Drum) | Polycab | 256.8 | 40 % | 428 | IN STOCK | Copper | - | BLUE | Class 2 (Stranded) | PVC | PVC | 1.0 | ALUMINUM MYLAR TAPE WITH DRAIN WIRE | 300/500 VOLTS | 7 CORE | OEM | FRLSH | 1.0 SQMM X 7 CORE - Copper CABLE | https://drive.google.com/file/d/1ED3fgkv02Ia28S8hIx8ZqNuTKyY7t1Lv/view?usp=sharing
510 | LDC | Building Management System (BMS) Cable | BMS CABLE | 30/.25 |  | Per Meter (100/300 Mtr Coil, 2000 Mtr Drum) | Polycab | 354 | 40 % | 590 | IN STOCK | Copper | - | BLUE | Class 2 (Stranded) | PVC | PVC | 1.5 | ALUMINUM MYLAR TAPE WITH DRAIN WIRE | 300/500 VOLTS | 7 CORE | OEM | FRLSH | 1.5 SQMM X 7 CORE - Copper CABLE | https://drive.google.com/file/d/1ED3fgkv02Ia28S8hIx8ZqNuTKyY7t1Lv/view?usp=sharing
511 | LDC | Building Management System (BMS) Cable | BMS CABLE | 50/.25 |  | Per Meter (100/300 Mtr Coil, 2000 Mtr Drum) | Polycab | 603 | 40 % | 1005 | IN STOCK | Copper | - | BLUE | Class 2 (Stranded) | PVC | PVC | 2.5 | ALUMINUM MYLAR TAPE WITH DRAIN WIRE | 300/500 VOLTS | 7 CORE | OEM | FRLSH | 2.5 SQMM X 7 CORE - Copper CABLE | https://drive.google.com/file/d/1ED3fgkv02Ia28S8hIx8ZqNuTKyY7t1Lv/view?usp=sharing
512 | LDC | Building Management System (BMS) Cable | BMS CABLE | 16/.2 |  | Per Meter (100/300 Mtr Coil, 2000 Mtr Drum) | Polycab | 165.6 | 40 % | 276 | IN STOCK | Copper | - | BLUE | Class 2 (Stranded) | PVC | PVC | 0.5 | ALUMINUM MYLAR TAPE WITH DRAIN WIRE | 300/500 VOLTS | 8 CORE | OEM | FRLSH | 0.5 SQMM X 8 CORE - Copper CABLE | https://drive.google.com/file/d/1_5dWiDBuRaNyoUpGoW6KxAE3lE2cTKuU/view?usp=sharing
513 | LDC | Building Management System (BMS) Cable | BMS CABLE | 24/.2 |  | Per Meter (100/300 Mtr Coil, 2000 Mtr Drum) | Polycab | 228.6 | 40 % | 381 | IN STOCK | Copper | - | BLUE | Class 2 (Stranded) | PVC | PVC | 0.75 | ALUMINUM MYLAR TAPE WITH DRAIN WIRE | 300/500 VOLTS | 8 CORE | OEM | FRLSH | 0.75 SQMM X 8 CORE - Copper CABLE | https://drive.google.com/file/d/1_5dWiDBuRaNyoUpGoW6KxAE3lE2cTKuU/view?usp=sharing
514 | LDC | Building Management System (BMS) Cable | BMS CABLE | 32/.2 |  | Per Meter (100/300 Mtr Coil, 2000 Mtr Drum) | Polycab | 292.2 | 40 % | 487 | IN STOCK | Copper | - | BLUE | Class 2 (Stranded) | PVC | PVC | 1.0 | ALUMINUM MYLAR TAPE WITH DRAIN WIRE | 300/500 VOLTS | 8 CORE | OEM | FRLSH | 1.0 SQMM X 8 CORE - Copper CABLE | https://drive.google.com/file/d/1_5dWiDBuRaNyoUpGoW6KxAE3lE2cTKuU/view?usp=sharing
515 | LDC | Building Management System (BMS) Cable | BMS CABLE | 30/.25 |  | Per Meter (100/300 Mtr Coil, 2000 Mtr Drum) | Polycab | 412.2 | 40 % | 687 | IN STOCK | Copper | - | BLUE | Class 2 (Stranded) | PVC | PVC | 1.5 | ALUMINUM MYLAR TAPE WITH DRAIN WIRE | 300/500 VOLTS | 8 CORE | OEM | FRLSH | 1.5 SQMM X 8 CORE - Copper CABLE | https://drive.google.com/file/d/1_5dWiDBuRaNyoUpGoW6KxAE3lE2cTKuU/view?usp=sharing
516 | LDC | Building Management System (BMS) Cable | BMS CABLE | 50/.25 |  | Per Meter (100/300 Mtr Coil, 2000 Mtr Drum) | Polycab | 675.6 | 40 % | 1126 | IN STOCK | Copper | - | BLUE | Class 2 (Stranded) | PVC | PVC | 2.5 | ALUMINUM MYLAR TAPE WITH DRAIN WIRE | 300/500 VOLTS | 8 CORE | OEM | FRLSH | 2.5 SQMM X 8 CORE - Copper CABLE | https://drive.google.com/file/d/1_5dWiDBuRaNyoUpGoW6KxAE3lE2cTKuU/view?usp=sharing
517 | LDC | Building Management System (BMS) Cable | BMS CABLE | 16/.2 |  | Per Meter (100/300 Mtr Coil, 2000 Mtr Drum) | Polycab | 199.2 | 40 % | 332 | IN STOCK | Copper | - | BLUE | Class 2 (Stranded) | PVC | PVC | 0.5 | ALUMINUM MYLAR TAPE WITH DRAIN WIRE | 300/500 VOLTS | 10 CORE | OEM | FRLSH | 0.5 SQMM X 10 CORE - Copper CABLE | https://drive.google.com/file/d/1-EKRY2DtAt5gRbaSiwRnjgj1ZqgVueDb/view?usp=sharing
518 | LDC | Building Management System (BMS) Cable | BMS CABLE | 24/.2 |  | Per Meter (100/300 Mtr Coil, 2000 Mtr Drum) | Polycab | 276 | 40 % | 460 | IN STOCK | Copper | - | BLUE | Class 2 (Stranded) | PVC | PVC | 0.75 | ALUMINUM MYLAR TAPE WITH DRAIN WIRE | 300/500 VOLTS | 10 CORE | OEM | FRLSH | 0.75 SQMM X 10 CORE - Copper CABLE | https://drive.google.com/file/d/1-EKRY2DtAt5gRbaSiwRnjgj1ZqgVueDb/view?usp=sharing
519 | LDC | Building Management System (BMS) Cable | BMS CABLE | 32/.2 |  | Per Meter (100/300 Mtr Coil, 2000 Mtr Drum) | Polycab | 357 | 40 % | 595 | IN STOCK | Copper | - | BLUE | Class 2 (Stranded) | PVC | PVC | 1.0 | ALUMINUM MYLAR TAPE WITH DRAIN WIRE | 300/500 VOLTS | 10 CORE | OEM | FRLSH | 1.0 SQMM X 10 CORE - Copper CABLE | https://drive.google.com/file/d/1-EKRY2DtAt5gRbaSiwRnjgj1ZqgVueDb/view?usp=sharing
520 | LDC | Building Management System (BMS) Cable | BMS CABLE | 30/.25 |  | Per Meter (100/300 Mtr Coil, 2000 Mtr Drum) | Polycab | 501 | 40 % | 835 | IN STOCK | Copper | - | BLUE | Class 2 (Stranded) | PVC | PVC | 1.5 | ALUMINUM MYLAR TAPE WITH DRAIN WIRE | 300/500 VOLTS | 10 CORE | OEM | FRLSH | 1.5 SQMM X 10 CORE - Copper CABLE | https://drive.google.com/file/d/1-EKRY2DtAt5gRbaSiwRnjgj1ZqgVueDb/view?usp=sharing
521 | LDC | Building Management System (BMS) Cable | BMS CABLE | 50/.25 |  | Per Meter (100/300 Mtr Coil, 2000 Mtr Drum) | Polycab | 813 | 40 % | 1355 | IN STOCK | Copper | - | BLUE | Class 2 (Stranded) | PVC | PVC | 2.5 | ALUMINUM MYLAR TAPE WITH DRAIN WIRE | 300/500 VOLTS | 10 CORE | OEM | FRLSH | 2.5 SQMM X 10 CORE - Copper CABLE | https://drive.google.com/file/d/1-EKRY2DtAt5gRbaSiwRnjgj1ZqgVueDb/view?usp=sharing
522 | LDC | Building Management System (BMS) Cable | BMS CABLE | 16/.2 |  | Per Meter (100/300 Mtr Coil, 2000 Mtr Drum) | Polycab | 230.4 | 40 % | 384 | IN STOCK | Copper | - | BLUE | Class 2 (Stranded) | PVC | PVC | 0.5 | ALUMINUM MYLAR TAPE WITH DRAIN WIRE | 300/500 VOLTS | 12 CORE | OEM | FRLSH | 0.5 SQMM X 12 CORE - Copper CABLE | https://drive.google.com/file/d/1UV3NihMpcurUi8y0cVmHPOdH6ItYKshr/view?usp=sharing
523 | LDC | Building Management System (BMS) Cable | BMS CABLE | 24/.2 |  | Per Meter (100/300 Mtr Coil, 2000 Mtr Drum) | Polycab | 326.4 | 40 % | 544 | IN STOCK | Copper | - | BLUE | Class 2 (Stranded) | PVC | PVC | 0.75 | ALUMINUM MYLAR TAPE WITH DRAIN WIRE | 300/500 VOLTS | 12 CORE | OEM | FRLSH | 0.75 SQMM X 12 CORE - Copper CABLE | https://drive.google.com/file/d/1UV3NihMpcurUi8y0cVmHPOdH6ItYKshr/view?usp=sharing
524 | LDC | Building Management System (BMS) Cable | BMS CABLE | 32/.2 |  | Per Meter (100/300 Mtr Coil, 2000 Mtr Drum) | Polycab | 423.6 | 40 % | 706 | IN STOCK | Copper | - | BLUE | Class 2 (Stranded) | PVC | PVC | 1.0 | ALUMINUM MYLAR TAPE WITH DRAIN WIRE | 300/500 VOLTS | 12 CORE | OEM | FRLSH | 1.0 SQMM X 12 CORE - Copper CABLE | https://drive.google.com/file/d/1UV3NihMpcurUi8y0cVmHPOdH6ItYKshr/view?usp=sharing
525 | LDC | Building Management System (BMS) Cable | BMS CABLE | 30/.25 |  | Per Meter (100/300 Mtr Coil, 2000 Mtr Drum) | Polycab | 593.4 | 40 % | 989 | IN STOCK | Copper | - | BLUE | Class 2 (Stranded) | PVC | PVC | 1.5 | ALUMINUM MYLAR TAPE WITH DRAIN WIRE | 300/500 VOLTS | 12 CORE | OEM | FRLSH | 1.5 SQMM X 12 CORE - Copper CABLE | https://drive.google.com/file/d/1UV3NihMpcurUi8y0cVmHPOdH6ItYKshr/view?usp=sharing
526 | LDC | Building Management System (BMS) Cable | BMS CABLE | 50/.25 |  | Per Meter (100/300 Mtr Coil, 2000 Mtr Drum) | Polycab | 979.2 | 40 % | 1632 | IN STOCK | Copper | - | BLUE | Class 2 (Stranded) | PVC | PVC | 2.5 | ALUMINUM MYLAR TAPE WITH DRAIN WIRE | 300/500 VOLTS | 12 CORE | OEM | FRLSH | 2.5 SQMM X 12 CORE - Copper CABLE | https://drive.google.com/file/d/1UV3NihMpcurUi8y0cVmHPOdH6ItYKshr/view?usp=sharing
527 | LDC | Building Management System (BMS) Cable | BMS CABLE | 16/.2 |  | Per Meter (100/300 Mtr Coil, 2000 Mtr Drum) | Polycab | 268.8 | 40 % | 448 | IN STOCK | Copper | - | BLUE | Class 2 (Stranded) | PVC | PVC | 0.5 | ALUMINUM MYLAR TAPE WITH DRAIN WIRE | 300/500 VOLTS | 14 CORE | OEM | FRLSH | 0.5 SQMM X 14 CORE - Copper CABLE | https://drive.google.com/file/d/1k-aFSPbaUFnx-4avIlIiGYVvRp1O5MOr/view?usp=sharing
528 | LDC | Building Management System (BMS) Cable | BMS CABLE | 24/.2 |  | Per Meter (100/300 Mtr Coil, 2000 Mtr Drum) | Polycab | 378 | 40 % | 630 | IN STOCK | Copper | - | BLUE | Class 2 (Stranded) | PVC | PVC | 0.75 | ALUMINUM MYLAR TAPE WITH DRAIN WIRE | 300/500 VOLTS | 14 CORE | OEM | FRLSH | 0.75 SQMM X 14 CORE - Copper CABLE | https://drive.google.com/file/d/1k-aFSPbaUFnx-4avIlIiGYVvRp1O5MOr/view?usp=sharing
529 | LDC | Building Management System (BMS) Cable | BMS CABLE | 32/.2 |  | Per Meter (100/300 Mtr Coil, 2000 Mtr Drum) | Polycab | 498.6 | 40 % | 831 | IN STOCK | Copper | - | BLUE | Class 2 (Stranded) | PVC | PVC | 1.0 | ALUMINUM MYLAR TAPE WITH DRAIN WIRE | 300/500 VOLTS | 14 CORE | OEM | FRLSH | 1.0 SQMM X 14 CORE - Copper CABLE | https://drive.google.com/file/d/1k-aFSPbaUFnx-4avIlIiGYVvRp1O5MOr/view?usp=sharing
530 | LDC | Building Management System (BMS) Cable | BMS CABLE | 30/.25 |  | Per Meter (100/300 Mtr Coil, 2000 Mtr Drum) | Polycab | 669.6 | 40 % | 1116 | IN STOCK | Copper | - | BLUE | Class 2 (Stranded) | PVC | PVC | 1.5 | ALUMINUM MYLAR TAPE WITH DRAIN WIRE | 300/500 VOLTS | 14 CORE | OEM | FRLSH | 1.5 SQMM X 14 CORE - Copper CABLE | https://drive.google.com/file/d/1k-aFSPbaUFnx-4avIlIiGYVvRp1O5MOr/view?usp=sharing
531 | LDC | Building Management System (BMS) Cable | BMS CABLE | 50/.25 |  | Per Meter (100/300 Mtr Coil, 2000 Mtr Drum) | Polycab | 0 | 40 % |  | IN STOCK | Copper | - | BLUE | Class 2 (Stranded) | PVC | PVC | 2.5 | ALUMINUM MYLAR TAPE WITH DRAIN WIRE | 300/500 VOLTS | 14 CORE | OEM | FRLSH | 2.5 SQMM X 14 CORE - Copper CABLE | https://drive.google.com/file/d/1k-aFSPbaUFnx-4avIlIiGYVvRp1O5MOr/view?usp=sharing
532 | LDC | Building Management System (BMS) Cable | BMS CABLE | 16/.2 |  | Per Meter (100/300 Mtr Coil, 2000 Mtr Drum) | Polycab | 299.4 | 40 % | 499 | IN STOCK | Copper | - | BLUE | Class 2 (Stranded) | PVC | PVC | 0.5 | ALUMINUM MYLAR TAPE WITH DRAIN WIRE | 300/500 VOLTS | 16 CORE | OEM | FRLSH | 0.5 SQMM X 16 CORE - Copper CABLE | https://drive.google.com/file/d/1Kz10sIeBpDCchsC9-E2roYVltTbJLvTo/view?usp=sharing
533 | LDC | Building Management System (BMS) Cable | BMS CABLE | 24/.2 |  | Per Meter (100/300 Mtr Coil, 2000 Mtr Drum) | Polycab | 430.2 | 40 % | 717 | IN STOCK | Copper | - | BLUE | Class 2 (Stranded) | PVC | PVC | 0.75 | ALUMINUM MYLAR TAPE WITH DRAIN WIRE | 300/500 VOLTS | 16 CORE | OEM | FRLSH | 0.75 SQMM X 16 CORE - Copper CABLE | https://drive.google.com/file/d/1Kz10sIeBpDCchsC9-E2roYVltTbJLvTo/view?usp=sharing
534 | LDC | Building Management System (BMS) Cable | BMS CABLE | 32/.2 |  | Per Meter (100/300 Mtr Coil, 2000 Mtr Drum) | Polycab | 558 | 40 % | 930 | IN STOCK | Copper | - | BLUE | Class 2 (Stranded) | PVC | PVC | 1.0 | ALUMINUM MYLAR TAPE WITH DRAIN WIRE | 300/500 VOLTS | 16 CORE | OEM | FRLSH | 1.0 SQMM X 16 CORE - Copper CABLE | https://drive.google.com/file/d/1Kz10sIeBpDCchsC9-E2roYVltTbJLvTo/view?usp=sharing
535 | LDC | Building Management System (BMS) Cable | BMS CABLE | 30/.25 |  | Per Meter (100/300 Mtr Coil, 2000 Mtr Drum) | Polycab | 786.6 | 40 % | 1311 | IN STOCK | Copper | - | BLUE | Class 2 (Stranded) | PVC | PVC | 1.5 | ALUMINUM MYLAR TAPE WITH DRAIN WIRE | 300/500 VOLTS | 16 CORE | OEM | FRLSH | 1.5 SQMM X 16 CORE - Copper CABLE | https://drive.google.com/file/d/1Kz10sIeBpDCchsC9-E2roYVltTbJLvTo/view?usp=sharing
536 | LDC | Building Management System (BMS) Cable | BMS CABLE | 50/.25 |  | Per Meter (100/300 Mtr Coil, 2000 Mtr Drum) | Polycab | 0 | 40 % |  | IN STOCK | Copper | - | BLUE | Class 2 (Stranded) | PVC | PVC | 2.5 | ALUMINUM MYLAR TAPE WITH DRAIN WIRE | 300/500 VOLTS | 16 CORE | OEM | FRLSH | 2.5 SQMM X 16 CORE - Copper CABLE | https://drive.google.com/file/d/1Kz10sIeBpDCchsC9-E2roYVltTbJLvTo/view?usp=sharing
537 | LDC | Building Management System (BMS) Cable | BMS CABLE | 16/.2 |  | Per Meter (100/300 Mtr Coil, 2000 Mtr Drum) | Polycab | 346.8 | 40 % | 578 | IN STOCK | Copper | - | BLUE | Class 2 (Stranded) | PVC | PVC | 0.5 | ALUMINUM MYLAR TAPE WITH DRAIN WIRE | 300/500 VOLTS | 19 CORE | OEM | FRLSH | 0.5 SQMM X 19 CORE - Copper CABLE | https://drive.google.com/file/d/1PylPAyMkwS87VugNOenD_CfICVWGxFYi/view?usp=sharing
538 | LDC | Building Management System (BMS) Cable | BMS CABLE | 24/.2 |  | Per Meter (100/300 Mtr Coil, 2000 Mtr Drum) | Polycab | 502.8 | 40 % | 838 | IN STOCK | Copper | - | BLUE | Class 2 (Stranded) | PVC | PVC | 0.75 | ALUMINUM MYLAR TAPE WITH DRAIN WIRE | 300/500 VOLTS | 19 CORE | OEM | FRLSH | 0.75 SQMM X 19 CORE - Copper CABLE | https://drive.google.com/file/d/1PylPAyMkwS87VugNOenD_CfICVWGxFYi/view?usp=sharing
539 | LDC | Building Management System (BMS) Cable | BMS CABLE | 32/.2 |  | Per Meter (100/300 Mtr Coil, 2000 Mtr Drum) | Polycab | 654.6 | 40 % | 1091 | IN STOCK | Copper | - | BLUE | Class 2 (Stranded) | PVC | PVC | 1.0 | ALUMINUM MYLAR TAPE WITH DRAIN WIRE | 300/500 VOLTS | 19 CORE | OEM | FRLSH | 1.0 SQMM X 19 CORE - Copper CABLE | https://drive.google.com/file/d/1PylPAyMkwS87VugNOenD_CfICVWGxFYi/view?usp=sharing
540 | LDC | Building Management System (BMS) Cable | BMS CABLE | 30/.25 |  | Per Meter (100/300 Mtr Coil, 2000 Mtr Drum) | Polycab | 859.8 | 40 % | 1433 | IN STOCK | Copper | - | BLUE | Class 2 (Stranded) | PVC | PVC | 1.5 | ALUMINUM MYLAR TAPE WITH DRAIN WIRE | 300/500 VOLTS | 19 CORE | OEM | FRLSH | 1.5 SQMM X 19 CORE - Copper CABLE | https://drive.google.com/file/d/1PylPAyMkwS87VugNOenD_CfICVWGxFYi/view?usp=sharing
541 | LDC | Building Management System (BMS) Cable | BMS CABLE | 50/.25 |  | Per Meter (100/300 Mtr Coil, 2000 Mtr Drum) | Polycab | 0 | 40 % |  | IN STOCK | Copper | - | BLUE | Class 2 (Stranded) | PVC | PVC | 2.5 | ALUMINUM MYLAR TAPE WITH DRAIN WIRE | 300/500 VOLTS | 19 CORE | OEM | FRLSH | 2.5 SQMM X 19 CORE - Copper CABLE | https://drive.google.com/file/d/1PylPAyMkwS87VugNOenD_CfICVWGxFYi/view?usp=sharing
542 | LDC | Building Management System (BMS) Cable | BMS CABLE | 16/.2 |  | Per Meter (100/300 Mtr Coil, 2000 Mtr Drum) | Polycab | 432 | 40 % | 720 | IN STOCK | Copper | - | BLUE | Class 2 (Stranded) | PVC | PVC | 0.5 | ALUMINUM MYLAR TAPE WITH DRAIN WIRE | 300/500 VOLTS | 24 CORE | OEM | FRLSH | 0.5 SQMM X 24 CORE - Copper CABLE | https://drive.google.com/file/d/1ZJYrmYcwYUidKg1gQvker-rYhJMtMpxC/view?usp=sharing
543 | LDC | Building Management System (BMS) Cable | BMS CABLE | 24/.2 |  | Per Meter (100/300 Mtr Coil, 2000 Mtr Drum) | Polycab | 628.8 | 40 % | 1048 | IN STOCK | Copper | - | BLUE | Class 2 (Stranded) | PVC | PVC | 0.75 | ALUMINUM MYLAR TAPE WITH DRAIN WIRE | 300/500 VOLTS | 24 CORE | OEM | FRLSH | 0.75 SQMM X 24 CORE - Copper CABLE | https://drive.google.com/file/d/1ZJYrmYcwYUidKg1gQvker-rYhJMtMpxC/view?usp=sharing
544 | LDC | Building Management System (BMS) Cable | BMS CABLE | 32/.2 |  | Per Meter (100/300 Mtr Coil, 2000 Mtr Drum) | Polycab | 823.2 | 40 % | 1372 | IN STOCK | Copper | - | BLUE | Class 2 (Stranded) | PVC | PVC | 1.0 | ALUMINUM MYLAR TAPE WITH DRAIN WIRE | 300/500 VOLTS | 24 CORE | OEM | FRLSH | 1.0 SQMM X 24 CORE - Copper CABLE | https://drive.google.com/file/d/1ZJYrmYcwYUidKg1gQvker-rYhJMtMpxC/view?usp=sharing
545 | LDC | Building Management System (BMS) Cable | BMS CABLE | 30/.25 |  | Per Meter (100/300 Mtr Coil, 2000 Mtr Drum) | Polycab | 1162.8 | 40 % | 1938 | IN STOCK | Copper | - | BLUE | Class 2 (Stranded) | PVC | PVC | 1.5 | ALUMINUM MYLAR TAPE WITH DRAIN WIRE | 300/500 VOLTS | 24 CORE | OEM | FRLSH | 1.5 SQMM X 24 CORE - Copper CABLE | https://drive.google.com/file/d/1ZJYrmYcwYUidKg1gQvker-rYhJMtMpxC/view?usp=sharing
546 | LDC | Building Management System (BMS) Cable | BMS CABLE | 50/.25 |  | Per Meter (100/300 Mtr Coil, 2000 Mtr Drum) | Polycab | 0 | 40 % |  | IN STOCK | Copper | - | BLUE | Class 2 (Stranded) | PVC | PVC | 2.5 | ALUMINUM MYLAR TAPE WITH DRAIN WIRE | 300/500 VOLTS | 24 CORE | OEM | FRLSH | 2.5 SQMM X 24 CORE - Copper CABLE | https://drive.google.com/file/d/1ZJYrmYcwYUidKg1gQvker-rYhJMtMpxC/view?usp=sharing
547 | LDC | Pair Cable - Overall Shielded-Armoured Instrumentation Cable | PAIR CABLE |  | - | Per Meter | Polycab | 93.6 | 40 % | 156 | IN STOCK | Copper | Armoured (GI Steel Wire/Strip) | BLUE | Class 2 (Stranded) | PVC | PVC / XLPE | 0.5 | Overall Shielded (Aluminium Mylar Tape) |  | PAIR-1 | OEM | PVC | 0.5 SQMM X PAIR-1 Armoured (GI Steel Wire/Strip) Copper CABLE | https://drive.google.com/file/d/1VpKr7thRnaRJvP7VueWOCU0DAH9bSuCo/view?usp=sharing
548 | LDC | Pair Cable - Overall Shielded-Armoured Instrumentation Cable | PAIR CABLE |  | - | Per Meter | Polycab | 108.6 | 40 % | 181 | IN STOCK | Copper | Armoured (GI Steel Wire/Strip) | BLUE | Class 2 (Stranded) | PVC | PVC / XLPE | 0.75 | Overall Shielded (Aluminium Mylar Tape) |  | PAIR-1 | OEM | PVC | 0.75 SQMM X PAIR-1 Armoured (GI Steel Wire/Strip) Copper CABLE | https://drive.google.com/file/d/1VpKr7thRnaRJvP7VueWOCU0DAH9bSuCo/view?usp=sharing
549 | LDC | Pair Cable - Overall Shielded-Armoured Instrumentation Cable | PAIR CABLE |  | - | Per Meter | Polycab | 121.8 | 40 % | 203 | IN STOCK | Copper | Armoured (GI Steel Wire/Strip) | BLUE | Class 2 (Stranded) | PVC | PVC / XLPE | 1.0 | Overall Shielded (Aluminium Mylar Tape) |  | PAIR-1 | OEM | PVC | 1.0 SQMM X PAIR-1 Armoured (GI Steel Wire/Strip) Copper CABLE | https://drive.google.com/file/d/1VpKr7thRnaRJvP7VueWOCU0DAH9bSuCo/view?usp=sharing
550 | LDC | Pair Cable - Overall Shielded-Armoured Instrumentation Cable | PAIR CABLE |  | - | Per Meter | Polycab | 146.4 | 40 % | 244 | IN STOCK | Copper | Armoured (GI Steel Wire/Strip) | BLUE | Class 2 (Stranded) | PVC | PVC / XLPE | 1.5 | Overall Shielded (Aluminium Mylar Tape) |  | PAIR-1 | OEM | PVC | 1.5 SQMM X PAIR-1 Armoured (GI Steel Wire/Strip) Copper CABLE | https://drive.google.com/file/d/1VpKr7thRnaRJvP7VueWOCU0DAH9bSuCo/view?usp=sharing
551 | LDC | Pair Cable - Overall Shielded-Armoured Instrumentation Cable | PAIR CABLE |  | - | Per Meter | Polycab | 225 | 40 % | 375 | IN STOCK | Copper | Armoured (GI Steel Wire/Strip) | BLUE | Class 2 (Stranded) | PVC | PVC / XLPE | 2.5 | Overall Shielded (Aluminium Mylar Tape) |  | PAIR-1 | OEM | PVC | 2.5 SQMM X PAIR-1 Armoured (GI Steel Wire/Strip) Copper CABLE | https://drive.google.com/file/d/1VpKr7thRnaRJvP7VueWOCU0DAH9bSuCo/view?usp=sharing
552 | LDC | Pair Cable - Overall Shielded-Armoured Instrumentation Cable | PAIR CABLE |  | - | Per Meter | Polycab | 142.2 | 40 % | 237 | IN STOCK | Copper | Armoured (GI Steel Wire/Strip) | BLUE | Class 2 (Stranded) | PVC | PVC / XLPE | 0.5 | Overall Shielded (Aluminium Mylar Tape) |  | PAIR-2 | OEM | PVC | 0.5 SQMM X PAIR-2 Armoured (GI Steel Wire/Strip) Copper CABLE | https://drive.google.com/file/d/1EYJ49dRUDZVvLChuI9BGvjt8FfiVL7fj/view?usp=sharing
553 | LDC | Pair Cable - Overall Shielded-Armoured Instrumentation Cable | PAIR CABLE |  | - | Per Meter | Polycab | 181.8 | 40 % | 303 | IN STOCK | Copper | Armoured (GI Steel Wire/Strip) | BLUE | Class 2 (Stranded) | PVC | PVC / XLPE | 0.75 | Overall Shielded (Aluminium Mylar Tape) |  | PAIR-2 | OEM | PVC | 0.75 SQMM X PAIR-2 Armoured (GI Steel Wire/Strip) Copper CABLE | https://drive.google.com/file/d/1EYJ49dRUDZVvLChuI9BGvjt8FfiVL7fj/view?usp=sharing
554 | LDC | Pair Cable - Overall Shielded-Armoured Instrumentation Cable | PAIR CABLE |  | - | Per Meter | Polycab | 205.8 | 40 % | 343 | IN STOCK | Copper | Armoured (GI Steel Wire/Strip) | BLUE | Class 2 (Stranded) | PVC | PVC / XLPE | 1.0 | Overall Shielded (Aluminium Mylar Tape) |  | PAIR-2 | OEM | PVC | 1.0 SQMM X PAIR-2 Armoured (GI Steel Wire/Strip) Copper CABLE | https://drive.google.com/file/d/1EYJ49dRUDZVvLChuI9BGvjt8FfiVL7fj/view?usp=sharing
555 | LDC | Pair Cable - Overall Shielded-Armoured Instrumentation Cable | PAIR CABLE |  | - | Per Meter | Polycab | 255 | 40 % | 425 | IN STOCK | Copper | Armoured (GI Steel Wire/Strip) | BLUE | Class 2 (Stranded) | PVC | PVC / XLPE | 1.5 | Overall Shielded (Aluminium Mylar Tape) |  | PAIR-2 | OEM | PVC | 1.5 SQMM X PAIR-2 Armoured (GI Steel Wire/Strip) Copper CABLE | https://drive.google.com/file/d/1EYJ49dRUDZVvLChuI9BGvjt8FfiVL7fj/view?usp=sharing
556 | LDC | Pair Cable - Overall Shielded-Armoured Instrumentation Cable | PAIR CABLE |  | - | Per Meter | Polycab | 404.4 | 40 % | 674 | IN STOCK | Copper | Armoured (GI Steel Wire/Strip) | BLUE | Class 2 (Stranded) | PVC | PVC / XLPE | 2.5 | Overall Shielded (Aluminium Mylar Tape) |  | PAIR-2 | OEM | PVC | 2.5 SQMM X PAIR-2 Armoured (GI Steel Wire/Strip) Copper CABLE | https://drive.google.com/file/d/1EYJ49dRUDZVvLChuI9BGvjt8FfiVL7fj/view?usp=sharing
557 | LDC | Pair Cable - Overall Shielded-Armoured Instrumentation Cable | PAIR CABLE |  | - | Per Meter | Polycab | 175.8 | 40 % | 293 | IN STOCK | Copper | Armoured (GI Steel Wire/Strip) | BLUE | Class 2 (Stranded) | PVC | PVC / XLPE | 0.5 | Overall Shielded (Aluminium Mylar Tape) |  | PAIR-3 | OEM | PVC | 0.5 SQMM X PAIR-3 Armoured (GI Steel Wire/Strip) Copper CABLE | https://drive.google.com/file/d/13HW5FolCqWvzivP-yA8FjU8bUD2HqbbK/view?usp=sharing
558 | LDC | Pair Cable - Overall Shielded-Armoured Instrumentation Cable | PAIR CABLE |  | - | Per Meter | Polycab | 231.6 | 40 % | 386 | IN STOCK | Copper | Armoured (GI Steel Wire/Strip) | BLUE | Class 2 (Stranded) | PVC | PVC / XLPE | 0.75 | Overall Shielded (Aluminium Mylar Tape) |  | PAIR-3 | OEM | PVC | 0.75 SQMM X PAIR-3 Armoured (GI Steel Wire/Strip) Copper CABLE | https://drive.google.com/file/d/13HW5FolCqWvzivP-yA8FjU8bUD2HqbbK/view?usp=sharing
559 | LDC | Pair Cable - Overall Shielded-Armoured Instrumentation Cable | PAIR CABLE |  | - | Per Meter | Polycab | 277.2 | 40 % | 462 | IN STOCK | Copper | Armoured (GI Steel Wire/Strip) | BLUE | Class 2 (Stranded) | PVC | PVC / XLPE | 1.0 | Overall Shielded (Aluminium Mylar Tape) |  | PAIR-3 | OEM | PVC | 1.0 SQMM X PAIR-3 Armoured (GI Steel Wire/Strip) Copper CABLE | https://drive.google.com/file/d/13HW5FolCqWvzivP-yA8FjU8bUD2HqbbK/view?usp=sharing
560 | LDC | Pair Cable - Overall Shielded-Armoured Instrumentation Cable | PAIR CABLE |  | - | Per Meter | Polycab | 355.2 | 40 % | 592 | IN STOCK | Copper | Armoured (GI Steel Wire/Strip) | BLUE | Class 2 (Stranded) | PVC | PVC / XLPE | 1.5 | Overall Shielded (Aluminium Mylar Tape) |  | PAIR-3 | OEM | PVC | 1.5 SQMM X PAIR-3 Armoured (GI Steel Wire/Strip) Copper CABLE | https://drive.google.com/file/d/13HW5FolCqWvzivP-yA8FjU8bUD2HqbbK/view?usp=sharing
561 | LDC | Pair Cable - Overall Shielded-Armoured Instrumentation Cable | PAIR CABLE |  | - | Per Meter | Polycab | 555.6 | 40 % | 926 | IN STOCK | Copper | Armoured (GI Steel Wire/Strip) | BLUE | Class 2 (Stranded) | PVC | PVC / XLPE | 2.5 | Overall Shielded (Aluminium Mylar Tape) |  | PAIR-3 | OEM | PVC | 2.5 SQMM X PAIR-3 Armoured (GI Steel Wire/Strip) Copper CABLE | https://drive.google.com/file/d/13HW5FolCqWvzivP-yA8FjU8bUD2HqbbK/view?usp=sharing
562 | LDC | Pair Cable - Overall Shielded-Armoured Instrumentation Cable | PAIR CABLE |  | - | Per Meter | Polycab | 213 | 40 % | 355 | IN STOCK | Copper | Armoured (GI Steel Wire/Strip) | BLUE | Class 2 (Stranded) | PVC | PVC / XLPE | 0.5 | Overall Shielded (Aluminium Mylar Tape) |  | PAIR-4 | OEM | PVC | 0.5 SQMM X PAIR-4 Armoured (GI Steel Wire/Strip) Copper CABLE | https://drive.google.com/file/d/1scpWNDpDvWYBpxhfKcymYvB0jeLwyBkg/view?usp=sharing
563 | LDC | Pair Cable - Overall Shielded-Armoured Instrumentation Cable | PAIR CABLE |  | - | Per Meter | Polycab | 289.8 | 40 % | 483 | IN STOCK | Copper | Armoured (GI Steel Wire/Strip) | BLUE | Class 2 (Stranded) | PVC | PVC / XLPE | 0.75 | Overall Shielded (Aluminium Mylar Tape) |  | PAIR-4 | OEM | PVC | 0.75 SQMM X PAIR-4 Armoured (GI Steel Wire/Strip) Copper CABLE | https://drive.google.com/file/d/1scpWNDpDvWYBpxhfKcymYvB0jeLwyBkg/view?usp=sharing
564 | LDC | Pair Cable - Overall Shielded-Armoured Instrumentation Cable | PAIR CABLE |  | - | Per Meter | Polycab | 348.6 | 40 % | 581 | IN STOCK | Copper | Armoured (GI Steel Wire/Strip) | BLUE | Class 2 (Stranded) | PVC | PVC / XLPE | 1.0 | Overall Shielded (Aluminium Mylar Tape) |  | PAIR-4 | OEM | PVC | 1.0 SQMM X PAIR-4 Armoured (GI Steel Wire/Strip) Copper CABLE | https://drive.google.com/file/d/1scpWNDpDvWYBpxhfKcymYvB0jeLwyBkg/view?usp=sharing
565 | LDC | Pair Cable - Overall Shielded-Armoured Instrumentation Cable | PAIR CABLE |  | - | Per Meter | Polycab | 450.6 | 40 % | 751 | IN STOCK | Copper | Armoured (GI Steel Wire/Strip) | BLUE | Class 2 (Stranded) | PVC | PVC / XLPE | 1.5 | Overall Shielded (Aluminium Mylar Tape) |  | PAIR-4 | OEM | PVC | 1.5 SQMM X PAIR-4 Armoured (GI Steel Wire/Strip) Copper CABLE | https://drive.google.com/file/d/1scpWNDpDvWYBpxhfKcymYvB0jeLwyBkg/view?usp=sharing
566 | LDC | Pair Cable - Overall Shielded-Armoured Instrumentation Cable | PAIR CABLE |  | - | Per Meter | Polycab | 710.4 | 40 % | 1184 | IN STOCK | Copper | Armoured (GI Steel Wire/Strip) | BLUE | Class 2 (Stranded) | PVC | PVC / XLPE | 2.5 | Overall Shielded (Aluminium Mylar Tape) |  | PAIR-4 | OEM | PVC | 2.5 SQMM X PAIR-4 Armoured (GI Steel Wire/Strip) Copper CABLE | https://drive.google.com/file/d/1scpWNDpDvWYBpxhfKcymYvB0jeLwyBkg/view?usp=sharing
567 | LDC | Pair Cable - Overall Shielded-Armoured Instrumentation Cable | PAIR CABLE |  | - | Per Meter | Polycab | 260.4 | 40 % | 434 | IN STOCK | Copper | Armoured (GI Steel Wire/Strip) | BLUE | Class 2 (Stranded) | PVC | PVC / XLPE | 0.5 | Overall Shielded (Aluminium Mylar Tape) |  | PAIR-5 | OEM | PVC | 0.5 SQMM X PAIR-5 Armoured (GI Steel Wire/Strip) Copper CABLE | https://drive.google.com/file/d/11jkVnJRwIf1qIiVdevqGDUzl1Ky8udmN/view?usp=sharing
568 | LDC | Pair Cable - Overall Shielded-Armoured Instrumentation Cable | PAIR CABLE |  | - | Per Meter | Polycab | 359.4 | 40 % | 599 | IN STOCK | Copper | Armoured (GI Steel Wire/Strip) | BLUE | Class 2 (Stranded) | PVC | PVC / XLPE | 0.75 | Overall Shielded (Aluminium Mylar Tape) |  | PAIR-5 | OEM | PVC | 0.75 SQMM X PAIR-5 Armoured (GI Steel Wire/Strip) Copper CABLE | https://drive.google.com/file/d/11jkVnJRwIf1qIiVdevqGDUzl1Ky8udmN/view?usp=sharing
569 | LDC | Pair Cable - Overall Shielded-Armoured Instrumentation Cable | PAIR CABLE |  | - | Per Meter | Polycab | 424.8 | 40 % | 708 | IN STOCK | Copper | Armoured (GI Steel Wire/Strip) | BLUE | Class 2 (Stranded) | PVC | PVC / XLPE | 1.0 | Overall Shielded (Aluminium Mylar Tape) |  | PAIR-5 | OEM | PVC | 1.0 SQMM X PAIR-5 Armoured (GI Steel Wire/Strip) Copper CABLE | https://drive.google.com/file/d/11jkVnJRwIf1qIiVdevqGDUzl1Ky8udmN/view?usp=sharing
570 | LDC | Pair Cable - Overall Shielded-Armoured Instrumentation Cable | PAIR CABLE |  | - | Per Meter | Polycab | 542.4 | 40 % | 904 | IN STOCK | Copper | Armoured (GI Steel Wire/Strip) | BLUE | Class 2 (Stranded) | PVC | PVC / XLPE | 1.5 | Overall Shielded (Aluminium Mylar Tape) |  | PAIR-5 | OEM | PVC | 1.5 SQMM X PAIR-5 Armoured (GI Steel Wire/Strip) Copper CABLE | https://drive.google.com/file/d/11jkVnJRwIf1qIiVdevqGDUzl1Ky8udmN/view?usp=sharing
571 | LDC | Pair Cable - Overall Shielded-Armoured Instrumentation Cable | PAIR CABLE |  | - | Per Meter | Polycab | 867.6 | 40 % | 1446 | IN STOCK | Copper | Armoured (GI Steel Wire/Strip) | BLUE | Class 2 (Stranded) | PVC | PVC / XLPE | 2.5 | Overall Shielded (Aluminium Mylar Tape) |  | PAIR-5 | OEM | PVC | 2.5 SQMM X PAIR-5 Armoured (GI Steel Wire/Strip) Copper CABLE | https://drive.google.com/file/d/11jkVnJRwIf1qIiVdevqGDUzl1Ky8udmN/view?usp=sharing
572 | LDC | Pair Cable - Overall Shielded-Armoured Instrumentation Cable | PAIR CABLE |  | - | Per Meter | Polycab | 299.4 | 40 % | 499 | IN STOCK | Copper | Armoured (GI Steel Wire/Strip) | BLUE | Class 2 (Stranded) | PVC | PVC / XLPE | 0.5 | Overall Shielded (Aluminium Mylar Tape) |  | PAIR-6 | OEM | PVC | 0.5 SQMM X PAIR-6 Armoured (GI Steel Wire/Strip) Copper CABLE | https://drive.google.com/file/d/1VWHpLS3UbBqDqAZOsyDHCguX9sDx51b0/view?usp=sharing
573 | LDC | Pair Cable - Overall Shielded-Armoured Instrumentation Cable | PAIR CABLE |  | - | Per Meter | Polycab | 413.4 | 40 % | 689 | IN STOCK | Copper | Armoured (GI Steel Wire/Strip) | BLUE | Class 2 (Stranded) | PVC | PVC / XLPE | 0.75 | Overall Shielded (Aluminium Mylar Tape) |  | PAIR-6 | OEM | PVC | 0.75 SQMM X PAIR-6 Armoured (GI Steel Wire/Strip) Copper CABLE | https://drive.google.com/file/d/1VWHpLS3UbBqDqAZOsyDHCguX9sDx51b0/view?usp=sharing
574 | LDC | Pair Cable - Overall Shielded-Armoured Instrumentation Cable | PAIR CABLE |  | - | Per Meter | Polycab | 499.8 | 40 % | 833 | IN STOCK | Copper | Armoured (GI Steel Wire/Strip) | BLUE | Class 2 (Stranded) | PVC | PVC / XLPE | 1.0 | Overall Shielded (Aluminium Mylar Tape) |  | PAIR-6 | OEM | PVC | 1.0 SQMM X PAIR-6 Armoured (GI Steel Wire/Strip) Copper CABLE | https://drive.google.com/file/d/1VWHpLS3UbBqDqAZOsyDHCguX9sDx51b0/view?usp=sharing
575 | LDC | Pair Cable - Overall Shielded-Armoured Instrumentation Cable | PAIR CABLE |  | - | Per Meter | Polycab | 655.2 | 40 % | 1092 | IN STOCK | Copper | Armoured (GI Steel Wire/Strip) | BLUE | Class 2 (Stranded) | PVC | PVC / XLPE | 1.5 | Overall Shielded (Aluminium Mylar Tape) |  | PAIR-6 | OEM | PVC | 1.5 SQMM X PAIR-6 Armoured (GI Steel Wire/Strip) Copper CABLE | https://drive.google.com/file/d/1VWHpLS3UbBqDqAZOsyDHCguX9sDx51b0/view?usp=sharing
576 | LDC | Pair Cable - Overall Shielded-Armoured Instrumentation Cable | PAIR CABLE |  | - | Per Meter | Polycab | 1107.6 | 40 % | 1846 | IN STOCK | Copper | Armoured (GI Steel Wire/Strip) | BLUE | Class 2 (Stranded) | PVC | PVC / XLPE | 2.5 | Overall Shielded (Aluminium Mylar Tape) |  | PAIR-6 | OEM | PVC | 2.5 SQMM X PAIR-6 Armoured (GI Steel Wire/Strip) Copper CABLE | https://drive.google.com/file/d/1VWHpLS3UbBqDqAZOsyDHCguX9sDx51b0/view?usp=sharing
577 | LDC | Pair Cable - Overall Shielded-Armoured Instrumentation Cable | PAIR CABLE |  | - | Per Meter | Polycab | 361.8 | 40 % | 603 | IN STOCK | Copper | Armoured (GI Steel Wire/Strip) | BLUE | Class 2 (Stranded) | PVC | PVC / XLPE | 0.5 | Overall Shielded (Aluminium Mylar Tape) |  | PAIR-7 | OEM | PVC | 0.5 SQMM X PAIR-7 Armoured (GI Steel Wire/Strip) Copper CABLE | https://drive.google.com/file/d/1Z6LwReuVnOENtfsVY-fv_G76aJd_hSaO/view?usp=sharing
578 | LDC | Pair Cable - Overall Shielded-Armoured Instrumentation Cable | PAIR CABLE |  | - | Per Meter | Polycab | 471.6 | 40 % | 786 | IN STOCK | Copper | Armoured (GI Steel Wire/Strip) | BLUE | Class 2 (Stranded) | PVC | PVC / XLPE | 0.75 | Overall Shielded (Aluminium Mylar Tape) |  | PAIR-7 | OEM | PVC | 0.75 SQMM X PAIR-7 Armoured (GI Steel Wire/Strip) Copper CABLE | https://drive.google.com/file/d/1Z6LwReuVnOENtfsVY-fv_G76aJd_hSaO/view?usp=sharing
579 | LDC | Pair Cable - Overall Shielded-Armoured Instrumentation Cable | PAIR CABLE |  | - | Per Meter | Polycab | 588.6 | 40 % | 981 | IN STOCK | Copper | Armoured (GI Steel Wire/Strip) | BLUE | Class 2 (Stranded) | PVC | PVC / XLPE | 1.0 | Overall Shielded (Aluminium Mylar Tape) |  | PAIR-7 | OEM | PVC | 1.0 SQMM X PAIR-7 Armoured (GI Steel Wire/Strip) Copper CABLE | https://drive.google.com/file/d/1Z6LwReuVnOENtfsVY-fv_G76aJd_hSaO/view?usp=sharing
580 | LDC | Pair Cable - Overall Shielded-Armoured Instrumentation Cable | PAIR CABLE |  | - | Per Meter | Polycab | 805.2 | 40 % | 1342 | IN STOCK | Copper | Armoured (GI Steel Wire/Strip) | BLUE | Class 2 (Stranded) | PVC | PVC / XLPE | 1.5 | Overall Shielded (Aluminium Mylar Tape) |  | PAIR-7 | OEM | PVC | 1.5 SQMM X PAIR-7 Armoured (GI Steel Wire/Strip) Copper CABLE | https://drive.google.com/file/d/1Z6LwReuVnOENtfsVY-fv_G76aJd_hSaO/view?usp=sharing
581 | LDC | Pair Cable - Overall Shielded-Armoured Instrumentation Cable | PAIR CABLE |  | - | Per Meter | Polycab | 1212 | 40 % | 2020 | IN STOCK | Copper | Armoured (GI Steel Wire/Strip) | BLUE | Class 2 (Stranded) | PVC | PVC / XLPE | 2.5 | Overall Shielded (Aluminium Mylar Tape) |  | PAIR-7 | OEM | PVC | 2.5 SQMM X PAIR-7 Armoured (GI Steel Wire/Strip) Copper CABLE | https://drive.google.com/file/d/1Z6LwReuVnOENtfsVY-fv_G76aJd_hSaO/view?usp=sharing
582 | LDC | Pair Cable - Overall Shielded-Armoured Instrumentation Cable | PAIR CABLE |  | - | Per Meter | Polycab | 383.4 | 40 % | 639 | IN STOCK | Copper | Armoured (GI Steel Wire/Strip) | BLUE | Class 2 (Stranded) | PVC | PVC / XLPE | 0.5 | Overall Shielded (Aluminium Mylar Tape) |  | PAIR-8 | OEM | PVC | 0.5 SQMM X PAIR-8 Armoured (GI Steel Wire/Strip) Copper CABLE | https://drive.google.com/file/d/1Q7iErCqXR0DZvsiF6r4gfBmPt_IG-oAb/view?usp=sharing
583 | LDC | Pair Cable - Overall Shielded-Armoured Instrumentation Cable | PAIR CABLE |  | - | Per Meter | Polycab | 529.8 | 40 % | 883 | IN STOCK | Copper | Armoured (GI Steel Wire/Strip) | BLUE | Class 2 (Stranded) | PVC | PVC / XLPE | 0.75 | Overall Shielded (Aluminium Mylar Tape) |  | PAIR-8 | OEM | PVC | 0.75 SQMM X PAIR-8 Armoured (GI Steel Wire/Strip) Copper CABLE | https://drive.google.com/file/d/1Q7iErCqXR0DZvsiF6r4gfBmPt_IG-oAb/view?usp=sharing
584 | LDC | Pair Cable - Overall Shielded-Armoured Instrumentation Cable | PAIR CABLE |  | - | Per Meter | Polycab | 636.6 | 40 % | 1061 | IN STOCK | Copper | Armoured (GI Steel Wire/Strip) | BLUE | Class 2 (Stranded) | PVC | PVC / XLPE | 1.0 | Overall Shielded (Aluminium Mylar Tape) |  | PAIR-8 | OEM | PVC | 1.0 SQMM X PAIR-8 Armoured (GI Steel Wire/Strip) Copper CABLE | https://drive.google.com/file/d/1Q7iErCqXR0DZvsiF6r4gfBmPt_IG-oAb/view?usp=sharing
585 | LDC | Pair Cable - Overall Shielded-Armoured Instrumentation Cable | PAIR CABLE |  | - | Per Meter | Polycab | 832.8 | 40 % | 1388 | IN STOCK | Copper | Armoured (GI Steel Wire/Strip) | BLUE | Class 2 (Stranded) | PVC | PVC / XLPE | 1.5 | Overall Shielded (Aluminium Mylar Tape) |  | PAIR-8 | OEM | PVC | 1.5 SQMM X PAIR-8 Armoured (GI Steel Wire/Strip) Copper CABLE | https://drive.google.com/file/d/1Q7iErCqXR0DZvsiF6r4gfBmPt_IG-oAb/view?usp=sharing
586 | LDC | Pair Cable - Overall Shielded-Armoured Instrumentation Cable | PAIR CABLE |  | - | Per Meter | Polycab | 1319.4 | 40 % | 2199 | IN STOCK | Copper | Armoured (GI Steel Wire/Strip) | BLUE | Class 2 (Stranded) | PVC | PVC / XLPE | 2.5 | Overall Shielded (Aluminium Mylar Tape) |  | PAIR-8 | OEM | PVC | 2.5 SQMM X PAIR-8 Armoured (GI Steel Wire/Strip) Copper CABLE | https://drive.google.com/file/d/1Q7iErCqXR0DZvsiF6r4gfBmPt_IG-oAb/view?usp=sharing
587 | LDC | Pair Cable - Overall Shielded-Armoured Instrumentation Cable | PAIR CABLE |  | - | Per Meter | Polycab | 485.4 | 40 % | 809 | IN STOCK | Copper | Armoured (GI Steel Wire/Strip) | BLUE | Class 2 (Stranded) | PVC | PVC / XLPE | 0.5 | Overall Shielded (Aluminium Mylar Tape) |  | PAIR-10 | OEM | PVC | 0.5 SQMM X PAIR-10 Armoured (GI Steel Wire/Strip) Copper CABLE | https://drive.google.com/file/d/11HyQSUVbZJshPYl7JUn7tG2kvzlbBYi6/view?usp=sharing
588 | LDC | Pair Cable - Overall Shielded-Armoured Instrumentation Cable | PAIR CABLE |  | - | Per Meter | Polycab | 639 | 40 % | 1065 | IN STOCK | Copper | Armoured (GI Steel Wire/Strip) | BLUE | Class 2 (Stranded) | PVC | PVC / XLPE | 0.75 | Overall Shielded (Aluminium Mylar Tape) |  | PAIR-10 | OEM | PVC | 0.75 SQMM X PAIR-10 Armoured (GI Steel Wire/Strip) Copper CABLE | https://drive.google.com/file/d/11HyQSUVbZJshPYl7JUn7tG2kvzlbBYi6/view?usp=sharing
589 | LDC | Pair Cable - Overall Shielded-Armoured Instrumentation Cable | PAIR CABLE |  | - | Per Meter | Polycab | 802.2 | 40 % | 1337 | IN STOCK | Copper | Armoured (GI Steel Wire/Strip) | BLUE | Class 2 (Stranded) | PVC | PVC / XLPE | 1.0 | Overall Shielded (Aluminium Mylar Tape) |  | PAIR-10 | OEM | PVC | 1.0 SQMM X PAIR-10 Armoured (GI Steel Wire/Strip) Copper CABLE | https://drive.google.com/file/d/11HyQSUVbZJshPYl7JUn7tG2kvzlbBYi6/view?usp=sharing
590 | LDC | Pair Cable - Overall Shielded-Armoured Instrumentation Cable | PAIR CABLE |  | - | Per Meter | Polycab | 1092 | 40 % | 1820 | IN STOCK | Copper | Armoured (GI Steel Wire/Strip) | BLUE | Class 2 (Stranded) | PVC | PVC / XLPE | 1.5 | Overall Shielded (Aluminium Mylar Tape) |  | PAIR-10 | OEM | PVC | 1.5 SQMM X PAIR-10 Armoured (GI Steel Wire/Strip) Copper CABLE | https://drive.google.com/file/d/11HyQSUVbZJshPYl7JUn7tG2kvzlbBYi6/view?usp=sharing
591 | LDC | Pair Cable - Overall Shielded-Armoured Instrumentation Cable | PAIR CABLE |  | - | Per Meter | Polycab | 1674 | 40 % | 2790 | IN STOCK | Copper | Armoured (GI Steel Wire/Strip) | BLUE | Class 2 (Stranded) | PVC | PVC / XLPE | 2.5 | Overall Shielded (Aluminium Mylar Tape) |  | PAIR-10 | OEM | PVC | 2.5 SQMM X PAIR-10 Armoured (GI Steel Wire/Strip) Copper CABLE | https://drive.google.com/file/d/11HyQSUVbZJshPYl7JUn7tG2kvzlbBYi6/view?usp=sharing
592 | LDC | Pair Cable - Overall Shielded-Armoured Instrumentation Cable | PAIR CABLE |  | - | Per Meter | Polycab | 521.4 | 40 % | 869 | IN STOCK | Copper | Armoured (GI Steel Wire/Strip) | BLUE | Class 2 (Stranded) | PVC | PVC / XLPE | 0.5 | Overall Shielded (Aluminium Mylar Tape) |  | PAIR-12 | OEM | PVC | 0.5 SQMM X PAIR-12 Armoured (GI Steel Wire/Strip) Copper CABLE | https://drive.google.com/file/d/1O0PhKSatk0O6oFu7-XEeLRQJT45BAyfn/view?usp=sharing
593 | LDC | Pair Cable - Overall Shielded-Armoured Instrumentation Cable | PAIR CABLE |  | - | Per Meter | Polycab | 741 | 40 % | 1235 | IN STOCK | Copper | Armoured (GI Steel Wire/Strip) | BLUE | Class 2 (Stranded) | PVC | PVC / XLPE | 0.75 | Overall Shielded (Aluminium Mylar Tape) |  | PAIR-12 | OEM | PVC | 0.75 SQMM X PAIR-12 Armoured (GI Steel Wire/Strip) Copper CABLE | https://drive.google.com/file/d/1O0PhKSatk0O6oFu7-XEeLRQJT45BAyfn/view?usp=sharing
594 | LDC | Pair Cable - Overall Shielded-Armoured Instrumentation Cable | PAIR CABLE |  | - | Per Meter | Polycab | 873.6 | 40 % | 1456 | IN STOCK | Copper | Armoured (GI Steel Wire/Strip) | BLUE | Class 2 (Stranded) | PVC | PVC / XLPE | 1.0 | Overall Shielded (Aluminium Mylar Tape) |  | PAIR-12 | OEM | PVC | 1.0 SQMM X PAIR-12 Armoured (GI Steel Wire/Strip) Copper CABLE | https://drive.google.com/file/d/1O0PhKSatk0O6oFu7-XEeLRQJT45BAyfn/view?usp=sharing
595 | LDC | Pair Cable - Overall Shielded-Armoured Instrumentation Cable | PAIR CABLE |  | - | Per Meter | Polycab | 1201.2 | 40 % | 2002 | IN STOCK | Copper | Armoured (GI Steel Wire/Strip) | BLUE | Class 2 (Stranded) | PVC | PVC / XLPE | 1.5 | Overall Shielded (Aluminium Mylar Tape) |  | PAIR-12 | OEM | PVC | 1.5 SQMM X PAIR-12 Armoured (GI Steel Wire/Strip) Copper CABLE | https://drive.google.com/file/d/1O0PhKSatk0O6oFu7-XEeLRQJT45BAyfn/view?usp=sharing
596 | LDC | Pair Cable - Overall Shielded-Armoured Instrumentation Cable | PAIR CABLE |  | - | Per Meter | Polycab | 2015.4 | 40 % | 3359 | IN STOCK | Copper | Armoured (GI Steel Wire/Strip) | BLUE | Class 2 (Stranded) | PVC | PVC / XLPE | 2.5 | Overall Shielded (Aluminium Mylar Tape) |  | PAIR-12 | OEM | PVC | 2.5 SQMM X PAIR-12 Armoured (GI Steel Wire/Strip) Copper CABLE | https://drive.google.com/file/d/1O0PhKSatk0O6oFu7-XEeLRQJT45BAyfn/view?usp=sharing
597 | LDC | Pair Cable - Overall Shielded-Armoured Instrumentation Cable | PAIR CABLE |  | - | Per Meter | Polycab | 604.8 | 40 % | 1008 | IN STOCK | Copper | Armoured (GI Steel Wire/Strip) | BLUE | Class 2 (Stranded) | PVC | PVC / XLPE | 0.5 | Overall Shielded (Aluminium Mylar Tape) |  | PAIR-14 | OEM | PVC | 0.5 SQMM X PAIR-14 Armoured (GI Steel Wire/Strip) Copper CABLE | https://drive.google.com/file/d/1Pgjrf0FkeQUckB72LxdH4EVu3Vo48dGZ/view?usp=sharing
598 | LDC | Pair Cable - Overall Shielded-Armoured Instrumentation Cable | PAIR CABLE |  | - | Per Meter | Polycab | 838.2 | 40 % | 1397 | IN STOCK | Copper | Armoured (GI Steel Wire/Strip) | BLUE | Class 2 (Stranded) | PVC | PVC / XLPE | 0.75 | Overall Shielded (Aluminium Mylar Tape) |  | PAIR-14 | OEM | PVC | 0.75 SQMM X PAIR-14 Armoured (GI Steel Wire/Strip) Copper CABLE | https://drive.google.com/file/d/1Pgjrf0FkeQUckB72LxdH4EVu3Vo48dGZ/view?usp=sharing
599 | LDC | Pair Cable - Overall Shielded-Armoured Instrumentation Cable | PAIR CABLE |  | - | Per Meter | Polycab | 1058.4 | 40 % | 1764 | IN STOCK | Copper | Armoured (GI Steel Wire/Strip) | BLUE | Class 2 (Stranded) | PVC | PVC / XLPE | 1.0 | Overall Shielded (Aluminium Mylar Tape) |  | PAIR-14 | OEM | PVC | 1.0 SQMM X PAIR-14 Armoured (GI Steel Wire/Strip) Copper CABLE | https://drive.google.com/file/d/1Pgjrf0FkeQUckB72LxdH4EVu3Vo48dGZ/view?usp=sharing
600 | LDC | Pair Cable - Overall Shielded-Armoured Instrumentation Cable | PAIR CABLE |  | - | Per Meter | Polycab | 1475.4 | 40 % | 2459 | IN STOCK | Copper | Armoured (GI Steel Wire/Strip) | BLUE | Class 2 (Stranded) | PVC | PVC / XLPE | 1.5 | Overall Shielded (Aluminium Mylar Tape) |  | PAIR-14 | OEM | PVC | 1.5 SQMM X PAIR-14 Armoured (GI Steel Wire/Strip) Copper CABLE | https://drive.google.com/file/d/1Pgjrf0FkeQUckB72LxdH4EVu3Vo48dGZ/view?usp=sharing
601 | LDC | Pair Cable - Overall Shielded-Armoured Instrumentation Cable | PAIR CABLE |  | - | Per Meter | Polycab | 2272.8 | 40 % | 3788 | IN STOCK | Copper | Armoured (GI Steel Wire/Strip) | BLUE | Class 2 (Stranded) | PVC | PVC / XLPE | 2.5 | Overall Shielded (Aluminium Mylar Tape) |  | PAIR-14 | OEM | PVC | 2.5 SQMM X PAIR-14 Armoured (GI Steel Wire/Strip) Copper CABLE | https://drive.google.com/file/d/1Pgjrf0FkeQUckB72LxdH4EVu3Vo48dGZ/view?usp=sharing
602 | LDC | Pair Cable - Overall Shielded-Armoured Instrumentation Cable | PAIR CABLE |  | - | Per Meter | Polycab | 689.4 | 40 % | 1149 | IN STOCK | Copper | Armoured (GI Steel Wire/Strip) | BLUE | Class 2 (Stranded) | PVC | PVC / XLPE | 0.5 | Overall Shielded (Aluminium Mylar Tape) |  | PAIR-16 | OEM | PVC | 0.5 SQMM X PAIR-16 Armoured (GI Steel Wire/Strip) Copper CABLE | https://drive.google.com/file/d/12gDxg2BH6EcS2kqqvPxHfJy7lbpBRCWf/view?usp=sharing
603 | LDC | Pair Cable - Overall Shielded-Armoured Instrumentation Cable | PAIR CABLE |  | - | Per Meter | Polycab | 922.8 | 40 % | 1538 | IN STOCK | Copper | Armoured (GI Steel Wire/Strip) | BLUE | Class 2 (Stranded) | PVC | PVC / XLPE | 0.75 | Overall Shielded (Aluminium Mylar Tape) |  | PAIR-16 | OEM | PVC | 0.75 SQMM X PAIR-16 Armoured (GI Steel Wire/Strip) Copper CABLE | https://drive.google.com/file/d/12gDxg2BH6EcS2kqqvPxHfJy7lbpBRCWf/view?usp=sharing
604 | LDC | Pair Cable - Overall Shielded-Armoured Instrumentation Cable | PAIR CABLE |  | - | Per Meter | Polycab | 1196.4 | 40 % | 1994 | IN STOCK | Copper | Armoured (GI Steel Wire/Strip) | BLUE | Class 2 (Stranded) | PVC | PVC / XLPE | 1.0 | Overall Shielded (Aluminium Mylar Tape) |  | PAIR-16 | OEM | PVC | 1.0 SQMM X PAIR-16 Armoured (GI Steel Wire/Strip) Copper CABLE | https://drive.google.com/file/d/12gDxg2BH6EcS2kqqvPxHfJy7lbpBRCWf/view?usp=sharing
605 | LDC | Pair Cable - Overall Shielded-Armoured Instrumentation Cable | PAIR CABLE |  | - | Per Meter | Polycab | 1649.4 | 40 % | 2749 | IN STOCK | Copper | Armoured (GI Steel Wire/Strip) | BLUE | Class 2 (Stranded) | PVC | PVC / XLPE | 1.5 | Overall Shielded (Aluminium Mylar Tape) |  | PAIR-16 | OEM | PVC | 1.5 SQMM X PAIR-16 Armoured (GI Steel Wire/Strip) Copper CABLE | https://drive.google.com/file/d/12gDxg2BH6EcS2kqqvPxHfJy7lbpBRCWf/view?usp=sharing
606 | LDC | Pair Cable - Overall Shielded-Armoured Instrumentation Cable | PAIR CABLE |  | - | Per Meter | Polycab | 2581.2 | 40 % | 4302 | IN STOCK | Copper | Armoured (GI Steel Wire/Strip) | BLUE | Class 2 (Stranded) | PVC | PVC / XLPE | 2.5 | Overall Shielded (Aluminium Mylar Tape) |  | PAIR-16 | OEM | PVC | 2.5 SQMM X PAIR-16 Armoured (GI Steel Wire/Strip) Copper CABLE | https://drive.google.com/file/d/12gDxg2BH6EcS2kqqvPxHfJy7lbpBRCWf/view?usp=sharing
607 | LDC | Pair Cable - Overall Shielded-Armoured Instrumentation Cable | PAIR CABLE |  | - | Per Meter | Polycab | 784.2 | 40 % | 1307 | IN STOCK | Copper | Armoured (GI Steel Wire/Strip) | BLUE | Class 2 (Stranded) | PVC | PVC / XLPE | 0.5 | Overall Shielded (Aluminium Mylar Tape) |  | PAIR-19 | OEM | PVC | 0.5 SQMM X PAIR-19 Armoured (GI Steel Wire/Strip) Copper CABLE | https://drive.google.com/file/d/1F3PMEHf68TmLYgl3HZcprkmHWb3VwZaV/view?usp=sharing
608 | LDC | Pair Cable - Overall Shielded-Armoured Instrumentation Cable | PAIR CABLE |  | - | Per Meter | Polycab | 1092.6 | 40 % | 1821 | IN STOCK | Copper | Armoured (GI Steel Wire/Strip) | BLUE | Class 2 (Stranded) | PVC | PVC / XLPE | 0.75 | Overall Shielded (Aluminium Mylar Tape) |  | PAIR-19 | OEM | PVC | 0.75 SQMM X PAIR-19 Armoured (GI Steel Wire/Strip) Copper CABLE | https://drive.google.com/file/d/1F3PMEHf68TmLYgl3HZcprkmHWb3VwZaV/view?usp=sharing
609 | LDC | Pair Cable - Overall Shielded-Armoured Instrumentation Cable | PAIR CABLE |  | - | Per Meter | Polycab | 1392.6 | 40 % | 2321 | IN STOCK | Copper | Armoured (GI Steel Wire/Strip) | BLUE | Class 2 (Stranded) | PVC | PVC / XLPE | 1.0 | Overall Shielded (Aluminium Mylar Tape) |  | PAIR-19 | OEM | PVC | 1.0 SQMM X PAIR-19 Armoured (GI Steel Wire/Strip) Copper CABLE | https://drive.google.com/file/d/1F3PMEHf68TmLYgl3HZcprkmHWb3VwZaV/view?usp=sharing
610 | LDC | Pair Cable - Overall Shielded-Armoured Instrumentation Cable | PAIR CABLE |  | - | Per Meter | Polycab | 1927.2 | 40 % | 3212 | IN STOCK | Copper | Armoured (GI Steel Wire/Strip) | BLUE | Class 2 (Stranded) | PVC | PVC / XLPE | 1.5 | Overall Shielded (Aluminium Mylar Tape) |  | PAIR-19 | OEM | PVC | 1.5 SQMM X PAIR-19 Armoured (GI Steel Wire/Strip) Copper CABLE | https://drive.google.com/file/d/1F3PMEHf68TmLYgl3HZcprkmHWb3VwZaV/view?usp=sharing
611 | LDC | Pair Cable - Overall Shielded-Armoured Instrumentation Cable | PAIR CABLE |  | - | Per Meter | Polycab | 3024.6 | 40 % | 5041 | IN STOCK | Copper | Armoured (GI Steel Wire/Strip) | BLUE | Class 2 (Stranded) | PVC | PVC / XLPE | 2.5 | Overall Shielded (Aluminium Mylar Tape) |  | PAIR-19 | OEM | PVC | 2.5 SQMM X PAIR-19 Armoured (GI Steel Wire/Strip) Copper CABLE | https://drive.google.com/file/d/1F3PMEHf68TmLYgl3HZcprkmHWb3VwZaV/view?usp=sharing
612 | LDC | Pair Cable - Overall Shielded-Armoured Instrumentation Cable | PAIR CABLE |  | - | Per Meter | Polycab | 978.6 | 40 % | 1631 | IN STOCK | Copper | Armoured (GI Steel Wire/Strip) | BLUE | Class 2 (Stranded) | PVC | PVC / XLPE | 0.5 | Overall Shielded (Aluminium Mylar Tape) |  | PAIR-24 | OEM | PVC | 0.5 SQMM X PAIR-24 Armoured (GI Steel Wire/Strip) Copper CABLE | https://drive.google.com/file/d/1bYoKcmkmeviDMRyiK-HA1UV3QYslMEyb/view?usp=sharing
613 | LDC | Pair Cable - Overall Shielded-Armoured Instrumentation Cable | PAIR CABLE |  | - | Per Meter | Polycab | 1947 | 40 % | 3245 | IN STOCK | Copper | Armoured (GI Steel Wire/Strip) | BLUE | Class 2 (Stranded) | PVC | PVC / XLPE | 0.75 | Overall Shielded (Aluminium Mylar Tape) |  | PAIR-24 | OEM | PVC | 0.75 SQMM X PAIR-24 Armoured (GI Steel Wire/Strip) Copper CABLE | https://drive.google.com/file/d/1bYoKcmkmeviDMRyiK-HA1UV3QYslMEyb/view?usp=sharing
614 | LDC | Pair Cable - Overall Shielded-Armoured Instrumentation Cable | PAIR CABLE |  | - | Per Meter | Polycab | 1833.6 | 40 % | 3056 | IN STOCK | Copper | Armoured (GI Steel Wire/Strip) | BLUE | Class 2 (Stranded) | PVC | PVC / XLPE | 1.0 | Overall Shielded (Aluminium Mylar Tape) |  | PAIR-24 | OEM | PVC | 1.0 SQMM X PAIR-24 Armoured (GI Steel Wire/Strip) Copper CABLE | https://drive.google.com/file/d/1bYoKcmkmeviDMRyiK-HA1UV3QYslMEyb/view?usp=sharing
615 | LDC | Pair Cable - Overall Shielded-Armoured Instrumentation Cable | PAIR CABLE |  | - | Per Meter | Polycab | 2344.8 | 40 % | 3908 | IN STOCK | Copper | Armoured (GI Steel Wire/Strip) | BLUE | Class 2 (Stranded) | PVC | PVC / XLPE | 1.5 | Overall Shielded (Aluminium Mylar Tape) |  | PAIR-24 | OEM | PVC | 1.5 SQMM X PAIR-24 Armoured (GI Steel Wire/Strip) Copper CABLE | https://drive.google.com/file/d/1bYoKcmkmeviDMRyiK-HA1UV3QYslMEyb/view?usp=sharing
616 | LDC | Pair Cable - Overall Shielded-Armoured Instrumentation Cable | PAIR CABLE |  | - | Per Meter | Polycab | 3621 | 40 % | 6035 | IN STOCK | Copper | Armoured (GI Steel Wire/Strip) | BLUE | Class 2 (Stranded) | PVC | PVC / XLPE | 2.5 | Overall Shielded (Aluminium Mylar Tape) |  | PAIR-24 | OEM | PVC | 2.5 SQMM X PAIR-24 Armoured (GI Steel Wire/Strip) Copper CABLE | https://drive.google.com/file/d/1bYoKcmkmeviDMRyiK-HA1UV3QYslMEyb/view?usp=sharing
617 | LDC | Quad Cable - Overall Shielded-Armoured Instrumentation Cable | QUAD CABLE |  |  | Per Meter | Polycab | 0 | 40 % |  | IN STOCK | Copper | Armoured (GI Steel Wire/Strip) | BLUE | Class 2 (Stranded) | PVC | PVC / XLPE |  | Overall Shielded (Aluminium Mylar Tape) |  | QUAD | OEM | PVC | SQMM X QUAD Armoured (GI Steel Wire/Strip) Copper CABLE | https://drive.google.com/file/d/1NBDzpc2BA7rcTDOOmsklIr8ufqu16AXz/view?usp=drive_link
618 | LDC | Triad Cable - Overall Shielded-Armoured Instrumentation Cable | TRIAD CABLE |  | - | Per Meter | Polycab | 115.8 | 40 % | 193 | IN STOCK | Copper | Armoured (GI Steel Wire/Strip) | BLUE | Class 2 (Stranded) | PVC | PVC / XLPE | 0.5 | Overall Shielded (Aluminium Mylar Tape) |  | TRIAD-1 | OEM | PVC | 0.5 SQMM X TRIAD-1 Armoured (GI Steel Wire/Strip) Copper CABLE | https://drive.google.com/file/d/1uOpaO9ourAuinq8nKsSCH8cFhFmVrn1z/view?usp=sharing
619 | LDC | Triad Cable - Overall Shielded-Armoured Instrumentation Cable | TRIAD CABLE |  | - | Per Meter | Polycab | 142.2 | 40 % | 237 | IN STOCK | Copper | Armoured (GI Steel Wire/Strip) | BLUE | Class 2 (Stranded) | PVC | PVC / XLPE | 0.75 | Overall Shielded (Aluminium Mylar Tape) |  | TRIAD-1 | OEM | PVC | 0.75 SQMM X TRIAD-1 Armoured (GI Steel Wire/Strip) Copper CABLE | https://drive.google.com/file/d/1uOpaO9ourAuinq8nKsSCH8cFhFmVrn1z/view?usp=sharing
620 | LDC | Triad Cable - Overall Shielded-Armoured Instrumentation Cable | TRIAD CABLE |  | - | Per Meter | Polycab | 161.4 | 40 % | 269 | IN STOCK | Copper | Armoured (GI Steel Wire/Strip) | BLUE | Class 2 (Stranded) | PVC | PVC / XLPE | 1.0 | Overall Shielded (Aluminium Mylar Tape) |  | TRIAD-1 | OEM | PVC | 1.0 SQMM X TRIAD-1 Armoured (GI Steel Wire/Strip) Copper CABLE | https://drive.google.com/file/d/1uOpaO9ourAuinq8nKsSCH8cFhFmVrn1z/view?usp=sharing
621 | LDC | Triad Cable - Overall Shielded-Armoured Instrumentation Cable | TRIAD CABLE |  | - | Per Meter | Polycab | 208.8 | 40 % | 348 | IN STOCK | Copper | Armoured (GI Steel Wire/Strip) | BLUE | Class 2 (Stranded) | PVC | PVC / XLPE | 1.5 | Overall Shielded (Aluminium Mylar Tape) |  | TRIAD-1 | OEM | PVC | 1.5 SQMM X TRIAD-1 Armoured (GI Steel Wire/Strip) Copper CABLE | https://drive.google.com/file/d/1uOpaO9ourAuinq8nKsSCH8cFhFmVrn1z/view?usp=sharing
622 | LDC | Triad Cable - Overall Shielded-Armoured Instrumentation Cable | TRIAD CABLE |  | - | Per Meter | Polycab | 299.4 | 40 % | 499 | IN STOCK | Copper | Armoured (GI Steel Wire/Strip) | BLUE | Class 2 (Stranded) | PVC | PVC / XLPE | 2.5 | Overall Shielded (Aluminium Mylar Tape) |  | TRIAD-1 | OEM | PVC | 2.5 SQMM X TRIAD-1 Armoured (GI Steel Wire/Strip) Copper CABLE | https://drive.google.com/file/d/1uOpaO9ourAuinq8nKsSCH8cFhFmVrn1z/view?usp=sharing
623 | LDC | Triad Cable - Overall Shielded-Armoured Instrumentation Cable | TRIAD CABLE |  | - | Per Meter | Polycab | 202.2 | 40 % | 337 | IN STOCK | Copper | Armoured (GI Steel Wire/Strip) | BLUE | Class 2 (Stranded) | PVC | PVC / XLPE | 0.5 | Overall Shielded (Aluminium Mylar Tape) |  | TRIAD-2 | OEM | PVC | 0.5 SQMM X TRIAD-2 Armoured (GI Steel Wire/Strip) Copper CABLE | https://drive.google.com/file/d/1OlPSIJ6hRHk0nNc_H9zeF7TVN8sTopke/view?usp=sharing
624 | LDC | Triad Cable - Overall Shielded-Armoured Instrumentation Cable | TRIAD CABLE |  | - | Per Meter | Polycab | 264 | 40 % | 440 | IN STOCK | Copper | Armoured (GI Steel Wire/Strip) | BLUE | Class 2 (Stranded) | PVC | PVC / XLPE | 0.75 | Overall Shielded (Aluminium Mylar Tape) |  | TRIAD-2 | OEM | PVC | 0.75 SQMM X TRIAD-2 Armoured (GI Steel Wire/Strip) Copper CABLE | https://drive.google.com/file/d/1OlPSIJ6hRHk0nNc_H9zeF7TVN8sTopke/view?usp=sharing
625 | LDC | Triad Cable - Overall Shielded-Armoured Instrumentation Cable | TRIAD CABLE |  | - | Per Meter | Polycab | 293.4 | 40 % | 489 | IN STOCK | Copper | Armoured (GI Steel Wire/Strip) | BLUE | Class 2 (Stranded) | PVC | PVC / XLPE | 1.0 | Overall Shielded (Aluminium Mylar Tape) |  | TRIAD-2 | OEM | PVC | 1.0 SQMM X TRIAD-2 Armoured (GI Steel Wire/Strip) Copper CABLE | https://drive.google.com/file/d/1OlPSIJ6hRHk0nNc_H9zeF7TVN8sTopke/view?usp=sharing
626 | LDC | Triad Cable - Overall Shielded-Armoured Instrumentation Cable | TRIAD CABLE |  | - | Per Meter | Polycab | 380.4 | 40 % | 634 | IN STOCK | Copper | Armoured (GI Steel Wire/Strip) | BLUE | Class 2 (Stranded) | PVC | PVC / XLPE | 1.5 | Overall Shielded (Aluminium Mylar Tape) |  | TRIAD-2 | OEM | PVC | 1.5 SQMM X TRIAD-2 Armoured (GI Steel Wire/Strip) Copper CABLE | https://drive.google.com/file/d/1OlPSIJ6hRHk0nNc_H9zeF7TVN8sTopke/view?usp=sharing
627 | LDC | Triad Cable - Overall Shielded-Armoured Instrumentation Cable | TRIAD CABLE |  | - | Per Meter | Polycab | 579.6 | 40 % | 966 | IN STOCK | Copper | Armoured (GI Steel Wire/Strip) | BLUE | Class 2 (Stranded) | PVC | PVC / XLPE | 2.5 | Overall Shielded (Aluminium Mylar Tape) |  | TRIAD-2 | OEM | PVC | 2.5 SQMM X TRIAD-2 Armoured (GI Steel Wire/Strip) Copper CABLE | https://drive.google.com/file/d/1OlPSIJ6hRHk0nNc_H9zeF7TVN8sTopke/view?usp=sharing
628 | LDC | Triad Cable - Overall Shielded-Armoured Instrumentation Cable | TRIAD CABLE |  | - | Per Meter | Polycab | 291.6 | 40 % | 486 | IN STOCK | Copper | Armoured (GI Steel Wire/Strip) | BLUE | Class 2 (Stranded) | PVC | PVC / XLPE | 0.5 | Overall Shielded (Aluminium Mylar Tape) |  | TRIAD-3 | OEM | PVC | 0.5 SQMM X TRIAD-3 Armoured (GI Steel Wire/Strip) Copper CABLE | https://drive.google.com/file/d/1xpe8iEgCdxFaQSJtn3XOshR2fM8Eu4na/view?usp=sharing
629 | LDC | Triad Cable - Overall Shielded-Armoured Instrumentation Cable | TRIAD CABLE |  | - | Per Meter | Polycab | 367.2 | 40 % | 612 | IN STOCK | Copper | Armoured (GI Steel Wire/Strip) | BLUE | Class 2 (Stranded) | PVC | PVC / XLPE | 0.75 | Overall Shielded (Aluminium Mylar Tape) |  | TRIAD-3 | OEM | PVC | 0.75 SQMM X TRIAD-3 Armoured (GI Steel Wire/Strip) Copper CABLE | https://drive.google.com/file/d/1xpe8iEgCdxFaQSJtn3XOshR2fM8Eu4na/view?usp=sharing
630 | LDC | Triad Cable - Overall Shielded-Armoured Instrumentation Cable | TRIAD CABLE |  | - | Per Meter | Polycab | 420 | 40 % | 700 | IN STOCK | Copper | Armoured (GI Steel Wire/Strip) | BLUE | Class 2 (Stranded) | PVC | PVC / XLPE | 1.0 | Overall Shielded (Aluminium Mylar Tape) |  | TRIAD-3 | OEM | PVC | 1.0 SQMM X TRIAD-3 Armoured (GI Steel Wire/Strip) Copper CABLE | https://drive.google.com/file/d/1xpe8iEgCdxFaQSJtn3XOshR2fM8Eu4na/view?usp=sharing
631 | LDC | Triad Cable - Overall Shielded-Armoured Instrumentation Cable | TRIAD CABLE |  | - | Per Meter | Polycab | 551.4 | 40 % | 919 | IN STOCK | Copper | Armoured (GI Steel Wire/Strip) | BLUE | Class 2 (Stranded) | PVC | PVC / XLPE | 1.5 | Overall Shielded (Aluminium Mylar Tape) |  | TRIAD-3 | OEM | PVC | 1.5 SQMM X TRIAD-3 Armoured (GI Steel Wire/Strip) Copper CABLE | https://drive.google.com/file/d/1xpe8iEgCdxFaQSJtn3XOshR2fM8Eu4na/view?usp=sharing
632 | LDC | Triad Cable - Overall Shielded-Armoured Instrumentation Cable | TRIAD CABLE |  | - | Per Meter | Polycab | 814.8 | 40 % | 1358 | IN STOCK | Copper | Armoured (GI Steel Wire/Strip) | BLUE | Class 2 (Stranded) | PVC | PVC / XLPE | 2.5 | Overall Shielded (Aluminium Mylar Tape) |  | TRIAD-3 | OEM | PVC | 2.5 SQMM X TRIAD-3 Armoured (GI Steel Wire/Strip) Copper CABLE | https://drive.google.com/file/d/1xpe8iEgCdxFaQSJtn3XOshR2fM8Eu4na/view?usp=sharing
633 | LDC | Triad Cable - Overall Shielded-Armoured Instrumentation Cable | TRIAD CABLE |  | - | Per Meter | Polycab | 318 | 40 % | 530 | IN STOCK | Copper | Armoured (GI Steel Wire/Strip) | BLUE | Class 2 (Stranded) | PVC | PVC / XLPE | 0.5 | Overall Shielded (Aluminium Mylar Tape) |  | TRIAD-4 | OEM | PVC | 0.5 SQMM X TRIAD-4 Armoured (GI Steel Wire/Strip) Copper CABLE | https://drive.google.com/file/d/1xpe8iEgCdxFaQSJtn3XOshR2fM8Eu4na/view?usp=sharing
634 | LDC | Triad Cable - Overall Shielded-Armoured Instrumentation Cable | TRIAD CABLE |  | - | Per Meter | Polycab | 433.8 | 40 % | 723 | IN STOCK | Copper | Armoured (GI Steel Wire/Strip) | BLUE | Class 2 (Stranded) | PVC | PVC / XLPE | 0.75 | Overall Shielded (Aluminium Mylar Tape) |  | TRIAD-4 | OEM | PVC | 0.75 SQMM X TRIAD-4 Armoured (GI Steel Wire/Strip) Copper CABLE | https://drive.google.com/file/d/1xpe8iEgCdxFaQSJtn3XOshR2fM8Eu4na/view?usp=sharing
635 | LDC | Triad Cable - Overall Shielded-Armoured Instrumentation Cable | TRIAD CABLE |  | - | Per Meter | Polycab | 501 | 40 % | 835 | IN STOCK | Copper | Armoured (GI Steel Wire/Strip) | BLUE | Class 2 (Stranded) | PVC | PVC / XLPE | 1.0 | Overall Shielded (Aluminium Mylar Tape) |  | TRIAD-4 | OEM | PVC | 1.0 SQMM X TRIAD-4 Armoured (GI Steel Wire/Strip) Copper CABLE | https://drive.google.com/file/d/1xpe8iEgCdxFaQSJtn3XOshR2fM8Eu4na/view?usp=sharing
636 | LDC | Triad Cable - Overall Shielded-Armoured Instrumentation Cable | TRIAD CABLE |  | - | Per Meter | Polycab | 649.8 | 40 % | 1083 | IN STOCK | Copper | Armoured (GI Steel Wire/Strip) | BLUE | Class 2 (Stranded) | PVC | PVC / XLPE | 1.5 | Overall Shielded (Aluminium Mylar Tape) |  | TRIAD-4 | OEM | PVC | 1.5 SQMM X TRIAD-4 Armoured (GI Steel Wire/Strip) Copper CABLE | https://drive.google.com/file/d/1xpe8iEgCdxFaQSJtn3XOshR2fM8Eu4na/view?usp=sharing
637 | LDC | Triad Cable - Overall Shielded-Armoured Instrumentation Cable | TRIAD CABLE |  | - | Per Meter | Polycab | 1071.6 | 40 % | 1786 | IN STOCK | Copper | Armoured (GI Steel Wire/Strip) | BLUE | Class 2 (Stranded) | PVC | PVC / XLPE | 2.5 | Overall Shielded (Aluminium Mylar Tape) |  | TRIAD-4 | OEM | PVC | 2.5 SQMM X TRIAD-4 Armoured (GI Steel Wire/Strip) Copper CABLE | https://drive.google.com/file/d/1xpe8iEgCdxFaQSJtn3XOshR2fM8Eu4na/view?usp=sharing
638 | LDC | Triad Cable - Overall Shielded-Armoured Instrumentation Cable | TRIAD CABLE |  | - | Per Meter | Polycab | 406.8 | 40 % | 678 | IN STOCK | Copper | Armoured (GI Steel Wire/Strip) | BLUE | Class 2 (Stranded) | PVC | PVC / XLPE | 0.5 | Overall Shielded (Aluminium Mylar Tape) |  | TRIAD-5 | OEM | PVC | 0.5 SQMM X TRIAD-5 Armoured (GI Steel Wire/Strip) Copper CABLE | https://drive.google.com/file/d/1xpe8iEgCdxFaQSJtn3XOshR2fM8Eu4na/view?usp=sharing
639 | LDC | Triad Cable - Overall Shielded-Armoured Instrumentation Cable | TRIAD CABLE |  | - | Per Meter | Polycab | 540 | 40 % | 900 | IN STOCK | Copper | Armoured (GI Steel Wire/Strip) | BLUE | Class 2 (Stranded) | PVC | PVC / XLPE | 0.75 | Overall Shielded (Aluminium Mylar Tape) |  | TRIAD-5 | OEM | PVC | 0.75 SQMM X TRIAD-5 Armoured (GI Steel Wire/Strip) Copper CABLE | https://drive.google.com/file/d/1xpe8iEgCdxFaQSJtn3XOshR2fM8Eu4na/view?usp=sharing
640 | LDC | Triad Cable - Overall Shielded-Armoured Instrumentation Cable | TRIAD CABLE |  | - | Per Meter | Polycab | 627.6 | 40 % | 1046 | IN STOCK | Copper | Armoured (GI Steel Wire/Strip) | BLUE | Class 2 (Stranded) | PVC | PVC / XLPE | 1.0 | Overall Shielded (Aluminium Mylar Tape) |  | TRIAD-5 | OEM | PVC | 1.0 SQMM X TRIAD-5 Armoured (GI Steel Wire/Strip) Copper CABLE | https://drive.google.com/file/d/1xpe8iEgCdxFaQSJtn3XOshR2fM8Eu4na/view?usp=sharing
641 | LDC | Triad Cable - Overall Shielded-Armoured Instrumentation Cable | TRIAD CABLE |  | - | Per Meter | Polycab | 848.4 | 40 % | 1414 | IN STOCK | Copper | Armoured (GI Steel Wire/Strip) | BLUE | Class 2 (Stranded) | PVC | PVC / XLPE | 1.5 | Overall Shielded (Aluminium Mylar Tape) |  | TRIAD-5 | OEM | PVC | 1.5 SQMM X TRIAD-5 Armoured (GI Steel Wire/Strip) Copper CABLE | https://drive.google.com/file/d/1xpe8iEgCdxFaQSJtn3XOshR2fM8Eu4na/view?usp=sharing
642 | LDC | Triad Cable - Overall Shielded-Armoured Instrumentation Cable | TRIAD CABLE |  | - | Per Meter | Polycab | 1261.8 | 40 % | 2103 | IN STOCK | Copper | Armoured (GI Steel Wire/Strip) | BLUE | Class 2 (Stranded) | PVC | PVC / XLPE | 2.5 | Overall Shielded (Aluminium Mylar Tape) |  | TRIAD-5 | OEM | PVC | 2.5 SQMM X TRIAD-5 Armoured (GI Steel Wire/Strip) Copper CABLE | https://drive.google.com/file/d/1xpe8iEgCdxFaQSJtn3XOshR2fM8Eu4na/view?usp=sharing
643 | LDC | Triad Cable - Overall Shielded-Armoured Instrumentation Cable | TRIAD CABLE |  | - | Per Meter | Polycab | 468.6 | 40 % | 781 | IN STOCK | Copper | Armoured (GI Steel Wire/Strip) | BLUE | Class 2 (Stranded) | PVC | PVC / XLPE | 0.5 | Overall Shielded (Aluminium Mylar Tape) |  | TRIAD-6 | OEM | PVC | 0.5 SQMM X TRIAD-6 Armoured (GI Steel Wire/Strip) Copper CABLE | https://drive.google.com/file/d/1McnQmQq6KwF13l2LCzc1oXOSILQZ30kI/view?usp=sharing
644 | LDC | Triad Cable - Overall Shielded-Armoured Instrumentation Cable | TRIAD CABLE |  | - | Per Meter | Polycab | 624 | 40 % | 1040 | IN STOCK | Copper | Armoured (GI Steel Wire/Strip) | BLUE | Class 2 (Stranded) | PVC | PVC / XLPE | 0.75 | Overall Shielded (Aluminium Mylar Tape) |  | TRIAD-6 | OEM | PVC | 0.75 SQMM X TRIAD-6 Armoured (GI Steel Wire/Strip) Copper CABLE | https://drive.google.com/file/d/1McnQmQq6KwF13l2LCzc1oXOSILQZ30kI/view?usp=sharing
645 | LDC | Triad Cable - Overall Shielded-Armoured Instrumentation Cable | TRIAD CABLE |  | - | Per Meter | Polycab | 738 | 40 % | 1230 | IN STOCK | Copper | Armoured (GI Steel Wire/Strip) | BLUE | Class 2 (Stranded) | PVC | PVC / XLPE | 1.0 | Overall Shielded (Aluminium Mylar Tape) |  | TRIAD-6 | OEM | PVC | 1.0 SQMM X TRIAD-6 Armoured (GI Steel Wire/Strip) Copper CABLE | https://drive.google.com/file/d/1McnQmQq6KwF13l2LCzc1oXOSILQZ30kI/view?usp=sharing
646 | LDC | Triad Cable - Overall Shielded-Armoured Instrumentation Cable | TRIAD CABLE |  | - | Per Meter | Polycab | 979.2 | 40 % | 1632 | IN STOCK | Copper | Armoured (GI Steel Wire/Strip) | BLUE | Class 2 (Stranded) | PVC | PVC / XLPE | 1.5 | Overall Shielded (Aluminium Mylar Tape) |  | TRIAD-6 | OEM | PVC | 1.5 SQMM X TRIAD-6 Armoured (GI Steel Wire/Strip) Copper CABLE | https://drive.google.com/file/d/1McnQmQq6KwF13l2LCzc1oXOSILQZ30kI/view?usp=sharing
647 | LDC | Triad Cable - Overall Shielded-Armoured Instrumentation Cable | TRIAD CABLE |  | - | Per Meter | Polycab | 1483.8 | 40 % | 2473 | IN STOCK | Copper | Armoured (GI Steel Wire/Strip) | BLUE | Class 2 (Stranded) | PVC | PVC / XLPE | 2.5 | Overall Shielded (Aluminium Mylar Tape) |  | TRIAD-6 | OEM | PVC | 2.5 SQMM X TRIAD-6 Armoured (GI Steel Wire/Strip) Copper CABLE | https://drive.google.com/file/d/1McnQmQq6KwF13l2LCzc1oXOSILQZ30kI/view?usp=sharing
648 | LDC | Triad Cable - Overall Shielded-Armoured Instrumentation Cable | TRIAD CABLE |  | - | Per Meter | Polycab | 519 | 40 % | 865 | IN STOCK | Copper | Armoured (GI Steel Wire/Strip) | BLUE | Class 2 (Stranded) | PVC | PVC / XLPE | 0.5 | Overall Shielded (Aluminium Mylar Tape) |  | TRIAD-7 | OEM | PVC | 0.5 SQMM X TRIAD-7 Armoured (GI Steel Wire/Strip) Copper CABLE | https://drive.google.com/file/d/1vPegxDF38NimSF1VDIcsBDzATIR6oPZt/view?usp=sharing
649 | LDC | Triad Cable - Overall Shielded-Armoured Instrumentation Cable | TRIAD CABLE |  | - | Per Meter | Polycab | 691.8 | 40 % | 1153 | IN STOCK | Copper | Armoured (GI Steel Wire/Strip) | BLUE | Class 2 (Stranded) | PVC | PVC / XLPE | 0.75 | Overall Shielded (Aluminium Mylar Tape) |  | TRIAD-7 | OEM | PVC | 0.75 SQMM X TRIAD-7 Armoured (GI Steel Wire/Strip) Copper CABLE | https://drive.google.com/file/d/1vPegxDF38NimSF1VDIcsBDzATIR6oPZt/view?usp=sharing
650 | LDC | Triad Cable - Overall Shielded-Armoured Instrumentation Cable | TRIAD CABLE |  | - | Per Meter | Polycab | 822.6 | 40 % | 1371 | IN STOCK | Copper | Armoured (GI Steel Wire/Strip) | BLUE | Class 2 (Stranded) | PVC | PVC / XLPE | 1.0 | Overall Shielded (Aluminium Mylar Tape) |  | TRIAD-7 | OEM | PVC | 1.0 SQMM X TRIAD-7 Armoured (GI Steel Wire/Strip) Copper CABLE | https://drive.google.com/file/d/1vPegxDF38NimSF1VDIcsBDzATIR6oPZt/view?usp=sharing
651 | LDC | Triad Cable - Overall Shielded-Armoured Instrumentation Cable | TRIAD CABLE |  | - | Per Meter | Polycab | 1102.8 | 40 % | 1838 | IN STOCK | Copper | Armoured (GI Steel Wire/Strip) | BLUE | Class 2 (Stranded) | PVC | PVC / XLPE | 1.5 | Overall Shielded (Aluminium Mylar Tape) |  | TRIAD-7 | OEM | PVC | 1.5 SQMM X TRIAD-7 Armoured (GI Steel Wire/Strip) Copper CABLE | https://drive.google.com/file/d/1vPegxDF38NimSF1VDIcsBDzATIR6oPZt/view?usp=sharing
652 | LDC | Triad Cable - Overall Shielded-Armoured Instrumentation Cable | TRIAD CABLE |  | - | Per Meter | Polycab | 1689.6 | 40 % | 2816 | IN STOCK | Copper | Armoured (GI Steel Wire/Strip) | BLUE | Class 2 (Stranded) | PVC | PVC / XLPE | 2.5 | Overall Shielded (Aluminium Mylar Tape) |  | TRIAD-7 | OEM | PVC | 2.5 SQMM X TRIAD-7 Armoured (GI Steel Wire/Strip) Copper CABLE | https://drive.google.com/file/d/1vPegxDF38NimSF1VDIcsBDzATIR6oPZt/view?usp=sharing
653 | LDC | Triad Cable - Overall Shielded-Armoured Instrumentation Cable | TRIAD CABLE |  | - | Per Meter | Polycab | 553.8 | 40 % | 923 | IN STOCK | Copper | Armoured (GI Steel Wire/Strip) | BLUE | Class 2 (Stranded) | PVC | PVC / XLPE | 0.5 | Overall Shielded (Aluminium Mylar Tape) |  | TRIAD-8 | OEM | PVC | 0.5 SQMM X TRIAD-8 Armoured (GI Steel Wire/Strip) Copper CABLE | https://drive.google.com/file/d/1aux1liZsGqD4vxAYcmB355cBPLF68HO6/view?usp=sharing
654 | LDC | Triad Cable - Overall Shielded-Armoured Instrumentation Cable | TRIAD CABLE |  | - | Per Meter | Polycab | 754.8 | 40 % | 1258 | IN STOCK | Copper | Armoured (GI Steel Wire/Strip) | BLUE | Class 2 (Stranded) | PVC | PVC / XLPE | 0.75 | Overall Shielded (Aluminium Mylar Tape) |  | TRIAD-8 | OEM | PVC | 0.75 SQMM X TRIAD-8 Armoured (GI Steel Wire/Strip) Copper CABLE | https://drive.google.com/file/d/1aux1liZsGqD4vxAYcmB355cBPLF68HO6/view?usp=sharing
655 | LDC | Triad Cable - Overall Shielded-Armoured Instrumentation Cable | TRIAD CABLE |  | - | Per Meter | Polycab | 853.2 | 40 % | 1422 | IN STOCK | Copper | Armoured (GI Steel Wire/Strip) | BLUE | Class 2 (Stranded) | PVC | PVC / XLPE | 1.0 | Overall Shielded (Aluminium Mylar Tape) |  | TRIAD-8 | OEM | PVC | 1.0 SQMM X TRIAD-8 Armoured (GI Steel Wire/Strip) Copper CABLE | https://drive.google.com/file/d/1aux1liZsGqD4vxAYcmB355cBPLF68HO6/view?usp=sharing
656 | LDC | Triad Cable - Overall Shielded-Armoured Instrumentation Cable | TRIAD CABLE |  | - | Per Meter | Polycab | 1176 | 40 % | 1960 | IN STOCK | Copper | Armoured (GI Steel Wire/Strip) | BLUE | Class 2 (Stranded) | PVC | PVC / XLPE | 1.5 | Overall Shielded (Aluminium Mylar Tape) |  | TRIAD-8 | OEM | PVC | 1.5 SQMM X TRIAD-8 Armoured (GI Steel Wire/Strip) Copper CABLE | https://drive.google.com/file/d/1aux1liZsGqD4vxAYcmB355cBPLF68HO6/view?usp=sharing
657 | LDC | Triad Cable - Overall Shielded-Armoured Instrumentation Cable | TRIAD CABLE |  | - | Per Meter | Polycab | 1947 | 40 % | 3245 | IN STOCK | Copper | Armoured (GI Steel Wire/Strip) | BLUE | Class 2 (Stranded) | PVC | PVC / XLPE | 2.5 | Overall Shielded (Aluminium Mylar Tape) |  | TRIAD-8 | OEM | PVC | 2.5 SQMM X TRIAD-8 Armoured (GI Steel Wire/Strip) Copper CABLE | https://drive.google.com/file/d/1aux1liZsGqD4vxAYcmB355cBPLF68HO6/view?usp=sharing
658 | LDC | Triad Cable - Overall Shielded-Armoured Instrumentation Cable | TRIAD CABLE |  | - | Per Meter | Polycab | 691.2 | 40 % | 1152 | IN STOCK | Copper | Armoured (GI Steel Wire/Strip) | BLUE | Class 2 (Stranded) | PVC | PVC / XLPE | 0.5 | Overall Shielded (Aluminium Mylar Tape) |  | TRIAD-10 | OEM | PVC | 0.5 SQMM X TRIAD-10 Armoured (GI Steel Wire/Strip) Copper CABLE | https://drive.google.com/file/d/1-isnRxeW0RxVjR8diBmKtHE0UwLXQrYH/view?usp=sharing
659 | LDC | Triad Cable - Overall Shielded-Armoured Instrumentation Cable | TRIAD CABLE |  | - | Per Meter | Polycab | 943.8 | 40 % | 1573 | IN STOCK | Copper | Armoured (GI Steel Wire/Strip) | BLUE | Class 2 (Stranded) | PVC | PVC / XLPE | 0.75 | Overall Shielded (Aluminium Mylar Tape) |  | TRIAD-10 | OEM | PVC | 0.75 SQMM X TRIAD-10 Armoured (GI Steel Wire/Strip) Copper CABLE | https://drive.google.com/file/d/1-isnRxeW0RxVjR8diBmKtHE0UwLXQrYH/view?usp=sharing
660 | LDC | Triad Cable - Overall Shielded-Armoured Instrumentation Cable | TRIAD CABLE |  | - | Per Meter | Polycab | 1119.6 | 40 % | 1866 | IN STOCK | Copper | Armoured (GI Steel Wire/Strip) | BLUE | Class 2 (Stranded) | PVC | PVC / XLPE | 1.0 | Overall Shielded (Aluminium Mylar Tape) |  | TRIAD-10 | OEM | PVC | 1.0 SQMM X TRIAD-10 Armoured (GI Steel Wire/Strip) Copper CABLE | https://drive.google.com/file/d/1-isnRxeW0RxVjR8diBmKtHE0UwLXQrYH/view?usp=sharing
661 | LDC | Triad Cable - Overall Shielded-Armoured Instrumentation Cable | TRIAD CABLE |  | - | Per Meter | Polycab | 1540.8 | 40 % | 2568 | IN STOCK | Copper | Armoured (GI Steel Wire/Strip) | BLUE | Class 2 (Stranded) | PVC | PVC / XLPE | 1.5 | Overall Shielded (Aluminium Mylar Tape) |  | TRIAD-10 | OEM | PVC | 1.5 SQMM X TRIAD-10 Armoured (GI Steel Wire/Strip) Copper CABLE | https://drive.google.com/file/d/1-isnRxeW0RxVjR8diBmKtHE0UwLXQrYH/view?usp=sharing
662 | LDC | Triad Cable - Overall Shielded-Armoured Instrumentation Cable | TRIAD CABLE |  | - | Per Meter | Polycab | 2377.2 | 40 % | 3962 | IN STOCK | Copper | Armoured (GI Steel Wire/Strip) | BLUE | Class 2 (Stranded) | PVC | PVC / XLPE | 2.5 | Overall Shielded (Aluminium Mylar Tape) |  | TRIAD-10 | OEM | PVC | 2.5 SQMM X TRIAD-10 Armoured (GI Steel Wire/Strip) Copper CABLE | https://drive.google.com/file/d/1-isnRxeW0RxVjR8diBmKtHE0UwLXQrYH/view?usp=sharing
663 | LDC | Triad Cable - Overall Shielded-Armoured Instrumentation Cable | TRIAD CABLE |  | - | Per Meter | Polycab | 786 | 40 % | 1310 | IN STOCK | Copper | Armoured (GI Steel Wire/Strip) | BLUE | Class 2 (Stranded) | PVC | PVC / XLPE | 0.5 | Overall Shielded (Aluminium Mylar Tape) |  | TRIAD-12 | OEM | PVC | 0.5 SQMM X TRIAD-12 Armoured (GI Steel Wire/Strip) Copper CABLE | https://drive.google.com/file/d/1JE9HR3nl1DtYNEJOUjKEYto4hbYAI30a/view?usp=sharing
664 | LDC | Triad Cable - Overall Shielded-Armoured Instrumentation Cable | TRIAD CABLE |  | - | Per Meter | Polycab | 1083.6 | 40 % | 1806 | IN STOCK | Copper | Armoured (GI Steel Wire/Strip) | BLUE | Class 2 (Stranded) | PVC | PVC / XLPE | 0.75 | Overall Shielded (Aluminium Mylar Tape) |  | TRIAD-12 | OEM | PVC | 0.75 SQMM X TRIAD-12 Armoured (GI Steel Wire/Strip) Copper CABLE | https://drive.google.com/file/d/1JE9HR3nl1DtYNEJOUjKEYto4hbYAI30a/view?usp=sharing
665 | LDC | Triad Cable - Overall Shielded-Armoured Instrumentation Cable | TRIAD CABLE |  | - | Per Meter | Polycab | 1311 | 40 % | 2185 | IN STOCK | Copper | Armoured (GI Steel Wire/Strip) | BLUE | Class 2 (Stranded) | PVC | PVC / XLPE | 1.0 | Overall Shielded (Aluminium Mylar Tape) |  | TRIAD-12 | OEM | PVC | 1.0 SQMM X TRIAD-12 Armoured (GI Steel Wire/Strip) Copper CABLE | https://drive.google.com/file/d/1JE9HR3nl1DtYNEJOUjKEYto4hbYAI30a/view?usp=sharing
666 | LDC | Triad Cable - Overall Shielded-Armoured Instrumentation Cable | TRIAD CABLE |  | - | Per Meter | Polycab | 1799.4 | 40 % | 2999 | IN STOCK | Copper | Armoured (GI Steel Wire/Strip) | BLUE | Class 2 (Stranded) | PVC | PVC / XLPE | 1.5 | Overall Shielded (Aluminium Mylar Tape) |  | TRIAD-12 | OEM | PVC | 1.5 SQMM X TRIAD-12 Armoured (GI Steel Wire/Strip) Copper CABLE | https://drive.google.com/file/d/1JE9HR3nl1DtYNEJOUjKEYto4hbYAI30a/view?usp=sharing
667 | LDC | Triad Cable - Overall Shielded-Armoured Instrumentation Cable | TRIAD CABLE |  | - | Per Meter | Polycab | 2812.2 | 40 % | 4687 | IN STOCK | Copper | Armoured (GI Steel Wire/Strip) | BLUE | Class 2 (Stranded) | PVC | PVC / XLPE | 2.5 | Overall Shielded (Aluminium Mylar Tape) |  | TRIAD-12 | OEM | PVC | 2.5 SQMM X TRIAD-12 Armoured (GI Steel Wire/Strip) Copper CABLE | https://drive.google.com/file/d/1JE9HR3nl1DtYNEJOUjKEYto4hbYAI30a/view?usp=sharing
668 | LDC | Triad Cable - Overall Shielded-Armoured Instrumentation Cable | TRIAD CABLE |  | - | Per Meter | Polycab | 894.6 | 40 % | 1491 | IN STOCK | Copper | Armoured (GI Steel Wire/Strip) | BLUE | Class 2 (Stranded) | PVC | PVC / XLPE | 0.5 | Overall Shielded (Aluminium Mylar Tape) |  | TRIAD-14 | OEM | PVC | 0.5 SQMM X TRIAD-14 Armoured (GI Steel Wire/Strip) Copper CABLE | https://drive.google.com/file/d/1Ja7BJ5__wBLAZl_oMr9pWgNdmJOKvp6S/view?usp=sharing
669 | LDC | Triad Cable - Overall Shielded-Armoured Instrumentation Cable | TRIAD CABLE |  | - | Per Meter | Polycab | 1239 | 40 % | 2065 | IN STOCK | Copper | Armoured (GI Steel Wire/Strip) | BLUE | Class 2 (Stranded) | PVC | PVC / XLPE | 0.75 | Overall Shielded (Aluminium Mylar Tape) |  | TRIAD-14 | OEM | PVC | 0.75 SQMM X TRIAD-14 Armoured (GI Steel Wire/Strip) Copper CABLE | https://drive.google.com/file/d/1Ja7BJ5__wBLAZl_oMr9pWgNdmJOKvp6S/view?usp=sharing
670 | LDC | Triad Cable - Overall Shielded-Armoured Instrumentation Cable | TRIAD CABLE |  | - | Per Meter | Polycab | 1500 | 40 % | 2500 | IN STOCK | Copper | Armoured (GI Steel Wire/Strip) | BLUE | Class 2 (Stranded) | PVC | PVC / XLPE | 1.0 | Overall Shielded (Aluminium Mylar Tape) |  | TRIAD-14 | OEM | PVC | 1.0 SQMM X TRIAD-14 Armoured (GI Steel Wire/Strip) Copper CABLE | https://drive.google.com/file/d/1Ja7BJ5__wBLAZl_oMr9pWgNdmJOKvp6S/view?usp=sharing
671 | LDC | Triad Cable - Overall Shielded-Armoured Instrumentation Cable | TRIAD CABLE |  | - | Per Meter | Polycab | 2067 | 40 % | 3445 | IN STOCK | Copper | Armoured (GI Steel Wire/Strip) | BLUE | Class 2 (Stranded) | PVC | PVC / XLPE | 1.5 | Overall Shielded (Aluminium Mylar Tape) |  | TRIAD-14 | OEM | PVC | 1.5 SQMM X TRIAD-14 Armoured (GI Steel Wire/Strip) Copper CABLE | https://drive.google.com/file/d/1Ja7BJ5__wBLAZl_oMr9pWgNdmJOKvp6S/view?usp=sharing
672 | LDC | Triad Cable - Overall Shielded-Armoured Instrumentation Cable | TRIAD CABLE |  | - | Per Meter | Polycab | 3237.6 | 40 % | 5396 | IN STOCK | Copper | Armoured (GI Steel Wire/Strip) | BLUE | Class 2 (Stranded) | PVC | PVC / XLPE | 2.5 | Overall Shielded (Aluminium Mylar Tape) |  | TRIAD-14 | OEM | PVC | 2.5 SQMM X TRIAD-14 Armoured (GI Steel Wire/Strip) Copper CABLE | https://drive.google.com/file/d/1Ja7BJ5__wBLAZl_oMr9pWgNdmJOKvp6S/view?usp=sharing
673 | LDC | Triad Cable - Overall Shielded-Armoured Instrumentation Cable | TRIAD CABLE |  | - | Per Meter | Polycab | 991.8 | 40 % | 1653 | IN STOCK | Copper | Armoured (GI Steel Wire/Strip) | BLUE | Class 2 (Stranded) | PVC | PVC / XLPE | 0.5 | Overall Shielded (Aluminium Mylar Tape) |  | TRIAD-16 | OEM | PVC | 0.5 SQMM X TRIAD-16 Armoured (GI Steel Wire/Strip) Copper CABLE | https://drive.google.com/file/d/1EyPgzI4XDGrcSo39PcL5V0W6ds5IafMC/view?usp=sharing
674 | LDC | Triad Cable - Overall Shielded-Armoured Instrumentation Cable | TRIAD CABLE |  | - | Per Meter | Polycab | 1380.6 | 40 % | 2301 | IN STOCK | Copper | Armoured (GI Steel Wire/Strip) | BLUE | Class 2 (Stranded) | PVC | PVC / XLPE | 0.75 | Overall Shielded (Aluminium Mylar Tape) |  | TRIAD-16 | OEM | PVC | 0.75 SQMM X TRIAD-16 Armoured (GI Steel Wire/Strip) Copper CABLE | https://drive.google.com/file/d/1EyPgzI4XDGrcSo39PcL5V0W6ds5IafMC/view?usp=sharing
675 | LDC | Triad Cable - Overall Shielded-Armoured Instrumentation Cable | TRIAD CABLE |  | - | Per Meter | Polycab | 1686.6 | 40 % | 2811 | IN STOCK | Copper | Armoured (GI Steel Wire/Strip) | BLUE | Class 2 (Stranded) | PVC | PVC / XLPE | 1.0 | Overall Shielded (Aluminium Mylar Tape) |  | TRIAD-16 | OEM | PVC | 1.0 SQMM X TRIAD-16 Armoured (GI Steel Wire/Strip) Copper CABLE | https://drive.google.com/file/d/1EyPgzI4XDGrcSo39PcL5V0W6ds5IafMC/view?usp=sharing
676 | LDC | Triad Cable - Overall Shielded-Armoured Instrumentation Cable | TRIAD CABLE |  | - | Per Meter | Polycab | 2341.8 | 40 % | 3903 | IN STOCK | Copper | Armoured (GI Steel Wire/Strip) | BLUE | Class 2 (Stranded) | PVC | PVC / XLPE | 1.5 | Overall Shielded (Aluminium Mylar Tape) |  | TRIAD-16 | OEM | PVC | 1.5 SQMM X TRIAD-16 Armoured (GI Steel Wire/Strip) Copper CABLE | https://drive.google.com/file/d/1EyPgzI4XDGrcSo39PcL5V0W6ds5IafMC/view?usp=sharing
677 | LDC | Triad Cable - Overall Shielded-Armoured Instrumentation Cable | TRIAD CABLE |  | - | Per Meter | Polycab | 3671.4 | 40 % | 6119 | IN STOCK | Copper | Armoured (GI Steel Wire/Strip) | BLUE | Class 2 (Stranded) | PVC | PVC / XLPE | 2.5 | Overall Shielded (Aluminium Mylar Tape) |  | TRIAD-16 | OEM | PVC | 2.5 SQMM X TRIAD-16 Armoured (GI Steel Wire/Strip) Copper CABLE | https://drive.google.com/file/d/1EyPgzI4XDGrcSo39PcL5V0W6ds5IafMC/view?usp=sharing
678 | LDC | Triad Cable - Overall Shielded-Armoured Instrumentation Cable | TRIAD CABLE |  | - | Per Meter | Polycab | 1143.6 | 40 % | 1906 | IN STOCK | Copper | Armoured (GI Steel Wire/Strip) | BLUE | Class 2 (Stranded) | PVC | PVC / XLPE | 0.5 | Overall Shielded (Aluminium Mylar Tape) |  | TRIAD-19 | OEM | PVC | 0.5 SQMM X TRIAD-19 Armoured (GI Steel Wire/Strip) Copper CABLE | https://drive.google.com/file/d/1c5XZ8C-GcfvMm-RfhpykhHcLzkV5ycsE/view?usp=sharing
679 | LDC | Triad Cable - Overall Shielded-Armoured Instrumentation Cable | TRIAD CABLE |  | - | Per Meter | Polycab | 1604.4 | 40 % | 2674 | IN STOCK | Copper | Armoured (GI Steel Wire/Strip) | BLUE | Class 2 (Stranded) | PVC | PVC / XLPE | 0.75 | Overall Shielded (Aluminium Mylar Tape) |  | TRIAD-19 | OEM | PVC | 0.75 SQMM X TRIAD-19 Armoured (GI Steel Wire/Strip) Copper CABLE | https://drive.google.com/file/d/1c5XZ8C-GcfvMm-RfhpykhHcLzkV5ycsE/view?usp=sharing
680 | LDC | Triad Cable - Overall Shielded-Armoured Instrumentation Cable | TRIAD CABLE |  | - | Per Meter | Polycab | 1963.2 | 40 % | 3272 | IN STOCK | Copper | Armoured (GI Steel Wire/Strip) | BLUE | Class 2 (Stranded) | PVC | PVC / XLPE | 1.0 | Overall Shielded (Aluminium Mylar Tape) |  | TRIAD-19 | OEM | PVC | 1.0 SQMM X TRIAD-19 Armoured (GI Steel Wire/Strip) Copper CABLE | https://drive.google.com/file/d/1c5XZ8C-GcfvMm-RfhpykhHcLzkV5ycsE/view?usp=sharing
681 | LDC | Triad Cable - Overall Shielded-Armoured Instrumentation Cable | TRIAD CABLE |  | - | Per Meter | Polycab | 2735.4 | 40 % | 4559 | IN STOCK | Copper | Armoured (GI Steel Wire/Strip) | BLUE | Class 2 (Stranded) | PVC | PVC / XLPE | 1.5 | Overall Shielded (Aluminium Mylar Tape) |  | TRIAD-19 | OEM | PVC | 1.5 SQMM X TRIAD-19 Armoured (GI Steel Wire/Strip) Copper CABLE | https://drive.google.com/file/d/1c5XZ8C-GcfvMm-RfhpykhHcLzkV5ycsE/view?usp=sharing
682 | LDC | Triad Cable - Overall Shielded-Armoured Instrumentation Cable | TRIAD CABLE |  | - | Per Meter | Polycab | 4305.6 | 40 % | 7176 | IN STOCK | Copper | Armoured (GI Steel Wire/Strip) | BLUE | Class 2 (Stranded) | PVC | PVC / XLPE | 2.5 | Overall Shielded (Aluminium Mylar Tape) |  | TRIAD-19 | OEM | PVC | 2.5 SQMM X TRIAD-19 Armoured (GI Steel Wire/Strip) Copper CABLE | https://drive.google.com/file/d/1c5XZ8C-GcfvMm-RfhpykhHcLzkV5ycsE/view?usp=sharing
683 | HDC | Aluminium Armoured Cable - A2XWY / A2XFY (IS 7098 Pt-1 1988) | Aluminium Armoured Cable |  |  | Per Meter | Polycab | 0 | 40 % |  | IN STOCK | Aluminium | Armoured | BLACK | Class 2 (Stranded) | PVC | PVC / XLPE | 2.5 |  | 650/1100V | 1 CORE | OEM | PVC | 2.5 SQMM X 1 CORE Armoured Aluminium CABLE | https://drive.google.com/file/d/1Zw-y657Jt2GHm26TKt3zmSdNd8NPWzyb/view?usp=sharing
684 | HDC | Aluminium Armoured Cable - A2XWY / A2XFY (IS 7098 Pt-1 1988) | Aluminium Armoured Cable |  |  | Per Meter | Polycab | 0 | 40 % |  | IN STOCK | Aluminium | Armoured | BLACK | Class 2 (Stranded) | PVC | PVC / XLPE | 4 |  | 650/1100V | 1 CORE | OEM | PVC | 4 SQMM X 1 CORE Armoured Aluminium CABLE | https://drive.google.com/file/d/1Zw-y657Jt2GHm26TKt3zmSdNd8NPWzyb/view?usp=sharing
685 | HDC | Aluminium Armoured Cable - A2XWY / A2XFY (IS 7098 Pt-1 1988) | Aluminium Armoured Cable |  |  | Per Meter | Polycab | 0 | 40 % |  | IN STOCK | Aluminium | Armoured | BLACK | Class 2 (Stranded) | PVC | PVC / XLPE | 6 |  | 650/1100V | 1 CORE | OEM | PVC | 6 SQMM X 1 CORE Armoured Aluminium CABLE | https://drive.google.com/file/d/1Zw-y657Jt2GHm26TKt3zmSdNd8NPWzyb/view?usp=sharing
686 | HDC | Aluminium Armoured Cable - A2XWY / A2XFY (IS 7098 Pt-1 1988) | Aluminium Armoured Cable |  |  | Per Meter | Polycab | 0 | 40 % |  | IN STOCK | Aluminium | Armoured | BLACK | Class 2 (Stranded) | PVC | PVC / XLPE | 10 |  | 650/1100V | 1 CORE | OEM | PVC | 10 SQMM X 1 CORE Armoured Aluminium CABLE | https://drive.google.com/file/d/1Zw-y657Jt2GHm26TKt3zmSdNd8NPWzyb/view?usp=sharing
687 | HDC | Aluminium Armoured Cable - A2XWY / A2XFY (IS 7098 Pt-1 1988) | Aluminium Armoured Cable |  |  | Per Meter | Polycab | 145.2 | 40 % | 242 | IN STOCK | Aluminium | Armoured | BLACK | Class 2 (Stranded) | PVC | PVC / XLPE | 16 |  | 650/1100V | 1 CORE | OEM | PVC | 16 SQMM X 1 CORE Armoured Aluminium CABLE | https://drive.google.com/file/d/1Zw-y657Jt2GHm26TKt3zmSdNd8NPWzyb/view?usp=sharing
688 | HDC | Aluminium Armoured Cable - Extended Cross Section (PVC/XLPE, IS 7098 Pt-1 1988) | Aluminium Armoured Cable Extended |  |  | Per Meter | Polycab | 181.2 | 40 % | 302 | IN STOCK | Aluminium | Armoured | BLACK | Class 2 (Stranded) | PVC | PVC / XLPE | 25 |  | 650/1100V | 1 CORE | OEM | PVC | 25 SQMM X 1 CORE Armoured Aluminium CABLE | https://drive.google.com/file/d/1Zw-y657Jt2GHm26TKt3zmSdNd8NPWzyb/view?usp=sharing
689 | HDC | Aluminium Armoured Cable - Extended Cross Section (PVC/XLPE, IS 7098 Pt-1 1988) | Aluminium Armoured Cable Extended |  |  | Per Meter | Polycab | 225.6 | 40 % | 376 | IN STOCK | Aluminium | Armoured | BLACK | Class 2 (Stranded) | PVC | PVC / XLPE | 35 |  | 650/1100V | 1 CORE | OEM | PVC | 35 SQMM X 1 CORE Armoured Aluminium CABLE | https://drive.google.com/file/d/1Zw-y657Jt2GHm26TKt3zmSdNd8NPWzyb/view?usp=sharing
690 | HDC | Aluminium Armoured Cable - Extended Cross Section (PVC/XLPE, IS 7098 Pt-1 1988) | Aluminium Armoured Cable Extended |  |  | Per Meter | Polycab | 287.4 | 40 % | 479 | IN STOCK | Aluminium | Armoured | BLACK | Class 2 (Stranded) | PVC | PVC / XLPE | 50 |  | 650/1100V | 1 CORE | OEM | PVC | 50 SQMM X 1 CORE Armoured Aluminium CABLE | https://drive.google.com/file/d/1Zw-y657Jt2GHm26TKt3zmSdNd8NPWzyb/view?usp=sharing
691 | HDC | Aluminium Armoured Cable - Extended Cross Section (PVC/XLPE, IS 7098 Pt-1 1988) | Aluminium Armoured Cable Extended |  |  | Per Meter | Polycab | 364.8 | 40 % | 608 | IN STOCK | Aluminium | Armoured | BLACK | Class 2 (Stranded) | PVC | PVC / XLPE | 70 |  | 650/1100V | 1 CORE | OEM | PVC | 70 SQMM X 1 CORE Armoured Aluminium CABLE | https://drive.google.com/file/d/1Zw-y657Jt2GHm26TKt3zmSdNd8NPWzyb/view?usp=sharing
692 | HDC | Aluminium Armoured Cable - Extended Cross Section (PVC/XLPE, IS 7098 Pt-1 1988) | Aluminium Armoured Cable Extended |  |  | Per Meter | Polycab | 446.4 | 40 % | 744 | IN STOCK | Aluminium | Armoured | BLACK | Class 2 (Stranded) | PVC | PVC / XLPE | 95 |  | 650/1100V | 1 CORE | OEM | PVC | 95 SQMM X 1 CORE Armoured Aluminium CABLE | https://drive.google.com/file/d/1Zw-y657Jt2GHm26TKt3zmSdNd8NPWzyb/view?usp=sharing
693 | HDC | Aluminium Armoured Cable - Extended Cross Section (PVC/XLPE, IS 7098 Pt-1 1988) | Aluminium Armoured Cable Extended |  |  | Per Meter | Polycab | 534.6 | 40 % | 891 | IN STOCK | Aluminium | Armoured | BLACK | Class 2 (Stranded) | PVC | PVC / XLPE | 120 |  | 650/1100V | 1 CORE | OEM | PVC | 120 SQMM X 1 CORE Armoured Aluminium CABLE | https://drive.google.com/file/d/1Zw-y657Jt2GHm26TKt3zmSdNd8NPWzyb/view?usp=sharing
694 | HDC | Aluminium Armoured Cable - Extended Cross Section (PVC/XLPE, IS 7098 Pt-1 1988) | Aluminium Armoured Cable Extended |  |  | Per Meter | Polycab | 636.6 | 40 % | 1061 | IN STOCK | Aluminium | Armoured | BLACK | Class 2 (Stranded) | PVC | PVC / XLPE | 150 |  | 650/1100V | 1 CORE | OEM | PVC | 150 SQMM X 1 CORE Armoured Aluminium CABLE | https://drive.google.com/file/d/1Zw-y657Jt2GHm26TKt3zmSdNd8NPWzyb/view?usp=sharing
695 | HDC | Aluminium Armoured Cable - Extended Cross Section (PVC/XLPE, IS 7098 Pt-1 1988) | Aluminium Armoured Cable Extended |  |  | Per Meter | Polycab | 772.8 | 40 % | 1288 | IN STOCK | Aluminium | Armoured | BLACK | Class 2 (Stranded) | PVC | PVC / XLPE | 185 |  | 650/1100V | 1 CORE | OEM | PVC | 185 SQMM X 1 CORE Armoured Aluminium CABLE | https://drive.google.com/file/d/1Zw-y657Jt2GHm26TKt3zmSdNd8NPWzyb/view?usp=sharing
696 | HDC | Aluminium Armoured Cable - Extended Cross Section (PVC/XLPE, IS 7098 Pt-1 1988) | Aluminium Armoured Cable Extended |  |  | Per Meter | Polycab | 960 | 40 % | 1600 | IN STOCK | Aluminium | Armoured | BLACK | Class 2 (Stranded) | PVC | PVC / XLPE | 240 |  | 650/1100V | 1 CORE | OEM | PVC | 240 SQMM X 1 CORE Armoured Aluminium CABLE | https://drive.google.com/file/d/1Zw-y657Jt2GHm26TKt3zmSdNd8NPWzyb/view?usp=sharing
697 | HDC | Aluminium Armoured Cable - Extended Cross Section (PVC/XLPE, IS 7098 Pt-1 1988) | Aluminium Armoured Cable Extended |  |  | Per Meter | Polycab | 1167 | 40 % | 1945 | IN STOCK | Aluminium | Armoured | BLACK | Class 2 (Stranded) | PVC | PVC / XLPE | 300 |  | 650/1100V | 1 CORE | OEM | PVC | 300 SQMM X 1 CORE Armoured Aluminium CABLE | https://drive.google.com/file/d/1Zw-y657Jt2GHm26TKt3zmSdNd8NPWzyb/view?usp=sharing
698 | HDC | Aluminium Armoured Cable - Extended Cross Section (PVC/XLPE, IS 7098 Pt-1 1988) | Aluminium Armoured Cable Extended |  |  | Per Meter | Polycab | 1506.6 | 40 % | 2511 | IN STOCK | Aluminium | Armoured | BLACK | Class 2 (Stranded) | PVC | PVC / XLPE | 400 |  | 650/1100V | 1 CORE | OEM | PVC | 400 SQMM X 1 CORE Armoured Aluminium CABLE | https://drive.google.com/file/d/1Zw-y657Jt2GHm26TKt3zmSdNd8NPWzyb/view?usp=sharing
699 | HDC | Aluminium Armoured Cable - Extended Cross Section (PVC/XLPE, IS 7098 Pt-1 1988) | Aluminium Armoured Cable Extended |  |  | Per Meter | Polycab | 1827 | 40 % | 3045 | IN STOCK | Aluminium | Armoured | BLACK | Class 2 (Stranded) | PVC | PVC / XLPE | 500 |  | 650/1100V | 1 CORE | OEM | PVC | 500 SQMM X 1 CORE Armoured Aluminium CABLE | https://drive.google.com/file/d/1Zw-y657Jt2GHm26TKt3zmSdNd8NPWzyb/view?usp=sharing
700 | HDC | Aluminium Armoured Cable - Extended Cross Section (PVC/XLPE, IS 7098 Pt-1 1988) | Aluminium Armoured Cable Extended |  |  | Per Meter | Polycab | 2255.4 | 40 % | 3759 | IN STOCK | Aluminium | Armoured | BLACK | Class 2 (Stranded) | PVC | PVC / XLPE | 630 |  | 650/1100V | 1 CORE | OEM | PVC | 630 SQMM X 1 CORE Armoured Aluminium CABLE | https://drive.google.com/file/d/1Zw-y657Jt2GHm26TKt3zmSdNd8NPWzyb/view?usp=sharing
701 | HDC | Aluminium Armoured Cable - A2XWY / A2XFY (IS 7098 Pt-1 1988) | Aluminium Armoured Cable |  |  | Per Meter | Polycab | 134.4 | 40 % | 224 | IN STOCK | Aluminium | Armoured | BLACK | Class 2 (Stranded) | PVC | PVC / XLPE | 2.5 |  | 650/1100V | 2 CORE | OEM | PVC | 2.5 SQMM X 2 CORE Armoured Aluminium CABLE | https://drive.google.com/file/d/1UKtqOJwnfiZptqIPkTEn9qINBb6F6t9V/view?usp=sharing
702 | HDC | Aluminium Armoured Cable - A2XWY / A2XFY (IS 7098 Pt-1 1988) | Aluminium Armoured Cable |  |  | Per Meter | Polycab | 144.6 | 40 % | 241 | IN STOCK | Aluminium | Armoured | BLACK | Class 2 (Stranded) | PVC | PVC / XLPE | 4 |  | 650/1100V | 2 CORE | OEM | PVC | 4 SQMM X 2 CORE Armoured Aluminium CABLE | https://drive.google.com/file/d/1UKtqOJwnfiZptqIPkTEn9qINBb6F6t9V/view?usp=sharing
703 | HDC | Aluminium Armoured Cable - A2XWY / A2XFY (IS 7098 Pt-1 1988) | Aluminium Armoured Cable |  |  | Per Meter | Polycab | 181.8 | 40 % | 303 | IN STOCK | Aluminium | Armoured | BLACK | Class 2 (Stranded) | PVC | PVC / XLPE | 6 |  | 650/1100V | 2 CORE | OEM | PVC | 6 SQMM X 2 CORE Armoured Aluminium CABLE | https://drive.google.com/file/d/1UKtqOJwnfiZptqIPkTEn9qINBb6F6t9V/view?usp=sharing
704 | HDC | Aluminium Armoured Cable - A2XWY / A2XFY (IS 7098 Pt-1 1988) | Aluminium Armoured Cable |  |  | Per Meter | Polycab | 209.4 | 40 % | 349 | IN STOCK | Aluminium | Armoured | BLACK | Class 2 (Stranded) | PVC | PVC / XLPE | 10 |  | 650/1100V | 2 CORE | OEM | PVC | 10 SQMM X 2 CORE Armoured Aluminium CABLE | https://drive.google.com/file/d/1UKtqOJwnfiZptqIPkTEn9qINBb6F6t9V/view?usp=sharing
705 | HDC | Aluminium Armoured Cable - A2XWY / A2XFY (IS 7098 Pt-1 1988) | Aluminium Armoured Cable |  |  | Per Meter | Polycab | 243.6 | 40 % | 406 | IN STOCK | Aluminium | Armoured | BLACK | Class 2 (Stranded) | PVC | PVC / XLPE | 16 |  | 650/1100V | 2 CORE | OEM | PVC | 16 SQMM X 2 CORE Armoured Aluminium CABLE | https://drive.google.com/file/d/1UKtqOJwnfiZptqIPkTEn9qINBb6F6t9V/view?usp=sharing
706 | HDC | Aluminium Armoured Cable - A2XWY / A2XFY (IS 7098 Pt-1 1988) | Aluminium Armoured Cable |  |  | Per Meter | Polycab | 144.6 | 40 % | 241 | IN STOCK | Aluminium | Armoured | BLACK | Class 2 (Stranded) | PVC | PVC / XLPE | 2.5 |  | 650/1100V | 3 CORE | OEM | PVC | 2.5 SQMM X 3 CORE Armoured Aluminium CABLE | https://drive.google.com/file/d/1scLdJ7akWtkqgf94vx9ZsmgmbfXGw76p/view?usp=sharing
707 | HDC | Aluminium Armoured Cable - A2XWY / A2XFY (IS 7098 Pt-1 1988) | Aluminium Armoured Cable |  |  | Per Meter | Polycab | 170.4 | 40 % | 284 | IN STOCK | Aluminium | Armoured | BLACK | Class 2 (Stranded) | PVC | PVC / XLPE | 4 |  | 650/1100V | 3 CORE | OEM | PVC | 4 SQMM X 3 CORE Armoured Aluminium CABLE | https://drive.google.com/file/d/1scLdJ7akWtkqgf94vx9ZsmgmbfXGw76p/view?usp=sharing
708 | HDC | Aluminium Armoured Cable - A2XWY / A2XFY (IS 7098 Pt-1 1988) | Aluminium Armoured Cable |  |  | Per Meter | Polycab | 211.8 | 40 % | 353 | IN STOCK | Aluminium | Armoured | BLACK | Class 2 (Stranded) | PVC | PVC / XLPE | 6 |  | 650/1100V | 3 CORE | OEM | PVC | 6 SQMM X 3 CORE Armoured Aluminium CABLE | https://drive.google.com/file/d/1scLdJ7akWtkqgf94vx9ZsmgmbfXGw76p/view?usp=sharing
709 | HDC | Aluminium Armoured Cable - A2XWY / A2XFY (IS 7098 Pt-1 1988) | Aluminium Armoured Cable |  |  | Per Meter | Polycab | 250.2 | 40 % | 417 | IN STOCK | Aluminium | Armoured | BLACK | Class 2 (Stranded) | PVC | PVC / XLPE | 10 |  | 650/1100V | 3 CORE | OEM | PVC | 10 SQMM X 3 CORE Armoured Aluminium CABLE | https://drive.google.com/file/d/1scLdJ7akWtkqgf94vx9ZsmgmbfXGw76p/view?usp=sharing
710 | HDC | Aluminium Armoured Cable - A2XWY / A2XFY (IS 7098 Pt-1 1988) | Aluminium Armoured Cable |  |  | Per Meter | Polycab | 278.4 | 40 % | 464 | IN STOCK | Aluminium | Armoured | BLACK | Class 2 (Stranded) | PVC | PVC / XLPE | 16 |  | 650/1100V | 3 CORE | OEM | PVC | 16 SQMM X 3 CORE Armoured Aluminium CABLE | https://drive.google.com/file/d/1scLdJ7akWtkqgf94vx9ZsmgmbfXGw76p/view?usp=sharing
711 | HDC | Aluminium Armoured Cable - Extended Cross Section (PVC/XLPE, IS 7098 Pt-1 1988) | Aluminium Armoured Cable Extended |  |  | Per Meter | Polycab | 250.8 | 40 % | 418 | IN STOCK | Aluminium | Armoured | BLACK | Class 2 (Stranded) | PVC | PVC / XLPE | 25 |  | 650/1100V | 3 CORE | OEM | PVC | 25 SQMM X 3 CORE Armoured Aluminium CABLE | https://drive.google.com/file/d/1scLdJ7akWtkqgf94vx9ZsmgmbfXGw76p/view?usp=sharing
712 | HDC | Aluminium Armoured Cable - Extended Cross Section (PVC/XLPE, IS 7098 Pt-1 1988) | Aluminium Armoured Cable Extended |  |  | Per Meter | Polycab | 321.6 | 40 % | 536 | IN STOCK | Aluminium | Armoured | BLACK | Class 2 (Stranded) | PVC | PVC / XLPE | 35 |  | 650/1100V | 3 CORE | OEM | PVC | 35 SQMM X 3 CORE Armoured Aluminium CABLE | https://drive.google.com/file/d/1scLdJ7akWtkqgf94vx9ZsmgmbfXGw76p/view?usp=sharing
713 | HDC | Aluminium Armoured Cable - Extended Cross Section (PVC/XLPE, IS 7098 Pt-1 1988) | Aluminium Armoured Cable Extended |  |  | Per Meter | Polycab | 591.6 | 40 % | 986 | IN STOCK | Aluminium | Armoured | BLACK | Class 2 (Stranded) | PVC | PVC / XLPE | 50 |  | 650/1100V | 3 CORE | OEM | PVC | 50 SQMM X 3 CORE Armoured Aluminium CABLE | https://drive.google.com/file/d/1scLdJ7akWtkqgf94vx9ZsmgmbfXGw76p/view?usp=sharing
714 | HDC | Aluminium Armoured Cable - Extended Cross Section (PVC/XLPE, IS 7098 Pt-1 1988) | Aluminium Armoured Cable Extended |  |  | Per Meter | Polycab | 793.8 | 40 % | 1323 | IN STOCK | Aluminium | Armoured | BLACK | Class 2 (Stranded) | PVC | PVC / XLPE | 70 |  | 650/1100V | 3 CORE | OEM | PVC | 70 SQMM X 3 CORE Armoured Aluminium CABLE | https://drive.google.com/file/d/1scLdJ7akWtkqgf94vx9ZsmgmbfXGw76p/view?usp=sharing
715 | HDC | Aluminium Armoured Cable - Extended Cross Section (PVC/XLPE, IS 7098 Pt-1 1988) | Aluminium Armoured Cable Extended |  |  | Per Meter | Polycab | 1021.2 | 40 % | 1702 | IN STOCK | Aluminium | Armoured | BLACK | Class 2 (Stranded) | PVC | PVC / XLPE | 95 |  | 650/1100V | 3 CORE | OEM | PVC | 95 SQMM X 3 CORE Armoured Aluminium CABLE | https://drive.google.com/file/d/1scLdJ7akWtkqgf94vx9ZsmgmbfXGw76p/view?usp=sharing
716 | HDC | Aluminium Armoured Cable - Extended Cross Section (PVC/XLPE, IS 7098 Pt-1 1988) | Aluminium Armoured Cable Extended |  |  | Per Meter | Polycab | 1249.8 | 40 % | 2083 | IN STOCK | Aluminium | Armoured | BLACK | Class 2 (Stranded) | PVC | PVC / XLPE | 120 |  | 650/1100V | 3 CORE | OEM | PVC | 120 SQMM X 3 CORE Armoured Aluminium CABLE | https://drive.google.com/file/d/1scLdJ7akWtkqgf94vx9ZsmgmbfXGw76p/view?usp=sharing
717 | HDC | Aluminium Armoured Cable - Extended Cross Section (PVC/XLPE, IS 7098 Pt-1 1988) | Aluminium Armoured Cable Extended |  |  | Per Meter | Polycab | 1548 | 40 % | 2580 | IN STOCK | Aluminium | Armoured | BLACK | Class 2 (Stranded) | PVC | PVC / XLPE | 150 |  | 650/1100V | 3 CORE | OEM | PVC | 150 SQMM X 3 CORE Armoured Aluminium CABLE | https://drive.google.com/file/d/1scLdJ7akWtkqgf94vx9ZsmgmbfXGw76p/view?usp=sharing
718 | HDC | Aluminium Armoured Cable - Extended Cross Section (PVC/XLPE, IS 7098 Pt-1 1988) | Aluminium Armoured Cable Extended |  |  | Per Meter | Polycab | 1915.2 | 40 % | 3192 | IN STOCK | Aluminium | Armoured | BLACK | Class 2 (Stranded) | PVC | PVC / XLPE | 185 |  | 650/1100V | 3 CORE | OEM | PVC | 185 SQMM X 3 CORE Armoured Aluminium CABLE | https://drive.google.com/file/d/1scLdJ7akWtkqgf94vx9ZsmgmbfXGw76p/view?usp=sharing
719 | HDC | Aluminium Armoured Cable - Extended Cross Section (PVC/XLPE, IS 7098 Pt-1 1988) | Aluminium Armoured Cable Extended |  |  | Per Meter | Polycab | 2478 | 40 % | 4130 | IN STOCK | Aluminium | Armoured | BLACK | Class 2 (Stranded) | PVC | PVC / XLPE | 240 |  | 650/1100V | 3 CORE | OEM | PVC | 240 SQMM X 3 CORE Armoured Aluminium CABLE | https://drive.google.com/file/d/1scLdJ7akWtkqgf94vx9ZsmgmbfXGw76p/view?usp=sharing
720 | HDC | Aluminium Armoured Cable - Extended Cross Section (PVC/XLPE, IS 7098 Pt-1 1988) | Aluminium Armoured Cable Extended |  |  | Per Meter | Polycab | 3064.2 | 40 % | 5107 | IN STOCK | Aluminium | Armoured | BLACK | Class 2 (Stranded) | PVC | PVC / XLPE | 300 |  | 650/1100V | 3 CORE | OEM | PVC | 300 SQMM X 3 CORE Armoured Aluminium CABLE | https://drive.google.com/file/d/1scLdJ7akWtkqgf94vx9ZsmgmbfXGw76p/view?usp=sharing
721 | HDC | Aluminium Armoured Cable - Extended Cross Section (PVC/XLPE, IS 7098 Pt-1 1988) | Aluminium Armoured Cable Extended |  |  | Per Meter | Polycab | 3888.6 | 40 % | 6481 | IN STOCK | Aluminium | Armoured | BLACK | Class 2 (Stranded) | PVC | PVC / XLPE | 400 |  | 650/1100V | 3 CORE | OEM | PVC | 400 SQMM X 3 CORE Armoured Aluminium CABLE | https://drive.google.com/file/d/1scLdJ7akWtkqgf94vx9ZsmgmbfXGw76p/view?usp=sharing
722 | HDC | Aluminium Armoured Cable - Extended Cross Section (PVC/XLPE, IS 7098 Pt-1 1988) | Aluminium Armoured Cable Extended |  |  | Per Meter | Polycab | 5224.8 | 40 % | 8708 | IN STOCK | Aluminium | Armoured | BLACK | Class 2 (Stranded) | PVC | PVC / XLPE | 500 |  | 650/1100V | 3 CORE | OEM | PVC | 500 SQMM X 3 CORE Armoured Aluminium CABLE | https://drive.google.com/file/d/1scLdJ7akWtkqgf94vx9ZsmgmbfXGw76p/view?usp=sharing
723 | HDC | Aluminium Armoured Cable - Extended Cross Section (PVC/XLPE, IS 7098 Pt-1 1988) | Aluminium Armoured Cable Extended |  |  | Per Meter | Polycab | 6642 | 40 % | 11070 | IN STOCK | Aluminium | Armoured | BLACK | Class 2 (Stranded) | PVC | PVC / XLPE | 630 |  | 650/1100V | 3 CORE | OEM | PVC | 630 SQMM X 3 CORE Armoured Aluminium CABLE | https://drive.google.com/file/d/1scLdJ7akWtkqgf94vx9ZsmgmbfXGw76p/view?usp=sharing
724 | HDC | Aluminium Armoured Cable - A2XWY / A2XFY (IS 7098 Pt-1 1988) | Aluminium Armoured Cable |  |  | Per Meter | Polycab | 0 | 40 % |  | IN STOCK | Aluminium | Armoured | BLACK | Class 2 (Stranded) | PVC | PVC / XLPE | 2.5 |  | 650/1100V | 3.5 CORE | OEM | PVC | 2.5 SQMM X 3.5 CORE Armoured Aluminium CABLE | https://drive.google.com/file/d/1WSnCYq_o_5euP3Lc5UHucgG9bMvzto7G/view?usp=sharing
725 | HDC | Aluminium Armoured Cable - A2XWY / A2XFY (IS 7098 Pt-1 1988) | Aluminium Armoured Cable |  |  | Per Meter | Polycab | 0 | 40 % |  | IN STOCK | Aluminium | Armoured | BLACK | Class 2 (Stranded) | PVC | PVC / XLPE | 4 |  | 650/1100V | 3.5 CORE | OEM | PVC | 4 SQMM X 3.5 CORE Armoured Aluminium CABLE | https://drive.google.com/file/d/1WSnCYq_o_5euP3Lc5UHucgG9bMvzto7G/view?usp=sharing
726 | HDC | Aluminium Armoured Cable - A2XWY / A2XFY (IS 7098 Pt-1 1988) | Aluminium Armoured Cable |  |  | Per Meter | Polycab | 0 | 40 % |  | IN STOCK | Aluminium | Armoured | BLACK | Class 2 (Stranded) | PVC | PVC / XLPE | 6 |  | 650/1100V | 3.5 CORE | OEM | PVC | 6 SQMM X 3.5 CORE Armoured Aluminium CABLE | https://drive.google.com/file/d/1WSnCYq_o_5euP3Lc5UHucgG9bMvzto7G/view?usp=sharing
727 | HDC | Aluminium Armoured Cable - A2XWY / A2XFY (IS 7098 Pt-1 1988) | Aluminium Armoured Cable |  |  | Per Meter | Polycab | 0 | 40 % |  | IN STOCK | Aluminium | Armoured | BLACK | Class 2 (Stranded) | PVC | PVC / XLPE | 10 |  | 650/1100V | 3.5 CORE | OEM | PVC | 10 SQMM X 3.5 CORE Armoured Aluminium CABLE | https://drive.google.com/file/d/1WSnCYq_o_5euP3Lc5UHucgG9bMvzto7G/view?usp=sharing
728 | HDC | Aluminium Armoured Cable - A2XWY / A2XFY (IS 7098 Pt-1 1988) | Aluminium Armoured Cable |  |  | Per Meter | Polycab | 0 | 40 % |  | IN STOCK | Aluminium | Armoured | BLACK | Class 2 (Stranded) | PVC | PVC / XLPE | 16 |  | 650/1100V | 3.5 CORE | OEM | PVC | 16 SQMM X 3.5 CORE Armoured Aluminium CABLE | https://drive.google.com/file/d/1WSnCYq_o_5euP3Lc5UHucgG9bMvzto7G/view?usp=sharing
729 | HDC | Aluminium Armoured Cable - Extended Cross Section (PVC/XLPE, IS 7098 Pt-1 1988) | Aluminium Armoured Cable Extended |  |  | Per Meter | Polycab | 333.6 | 40 % | 556 | IN STOCK | Aluminium | Armoured | BLACK | Class 2 (Stranded) | PVC | PVC / XLPE | 25 |  | 650/1100V | 3.5 CORE | OEM | PVC | 25 SQMM X 3.5 CORE Armoured Aluminium CABLE | https://drive.google.com/file/d/1WSnCYq_o_5euP3Lc5UHucgG9bMvzto7G/view?usp=sharing
730 | HDC | Aluminium Armoured Cable - Extended Cross Section (PVC/XLPE, IS 7098 Pt-1 1988) | Aluminium Armoured Cable Extended |  |  | Per Meter | Polycab | 456.6 | 40 % | 761 | IN STOCK | Aluminium | Armoured | BLACK | Class 2 (Stranded) | PVC | PVC / XLPE | 35 |  | 650/1100V | 3.5 CORE | OEM | PVC | 35 SQMM X 3.5 CORE Armoured Aluminium CABLE | https://drive.google.com/file/d/1WSnCYq_o_5euP3Lc5UHucgG9bMvzto7G/view?usp=sharing
731 | HDC | Aluminium Armoured Cable - Extended Cross Section (PVC/XLPE, IS 7098 Pt-1 1988) | Aluminium Armoured Cable Extended |  |  | Per Meter | Polycab | 674.4 | 40 % | 1124 | IN STOCK | Aluminium | Armoured | BLACK | Class 2 (Stranded) | PVC | PVC / XLPE | 50 |  | 650/1100V | 3.5 CORE | OEM | PVC | 50 SQMM X 3.5 CORE Armoured Aluminium CABLE | https://drive.google.com/file/d/1WSnCYq_o_5euP3Lc5UHucgG9bMvzto7G/view?usp=sharing
732 | HDC | Aluminium Armoured Cable - Extended Cross Section (PVC/XLPE, IS 7098 Pt-1 1988) | Aluminium Armoured Cable Extended |  |  | Per Meter | Polycab | 919.2 | 40 % | 1532 | IN STOCK | Aluminium | Armoured | BLACK | Class 2 (Stranded) | PVC | PVC / XLPE | 70 |  | 650/1100V | 3.5 CORE | OEM | PVC | 70 SQMM X 3.5 CORE Armoured Aluminium CABLE | https://drive.google.com/file/d/1WSnCYq_o_5euP3Lc5UHucgG9bMvzto7G/view?usp=sharing
733 | HDC | Aluminium Armoured Cable - Extended Cross Section (PVC/XLPE, IS 7098 Pt-1 1988) | Aluminium Armoured Cable Extended |  |  | Per Meter | Polycab | 1164.6 | 40 % | 1941 | IN STOCK | Aluminium | Armoured | BLACK | Class 2 (Stranded) | PVC | PVC / XLPE | 95 |  | 650/1100V | 3.5 CORE | OEM | PVC | 95 SQMM X 3.5 CORE Armoured Aluminium CABLE | https://drive.google.com/file/d/1WSnCYq_o_5euP3Lc5UHucgG9bMvzto7G/view?usp=sharing
734 | HDC | Aluminium Armoured Cable - Extended Cross Section (PVC/XLPE, IS 7098 Pt-1 1988) | Aluminium Armoured Cable Extended |  |  | Per Meter | Polycab | 1459.8 | 40 % | 2433 | IN STOCK | Aluminium | Armoured | BLACK | Class 2 (Stranded) | PVC | PVC / XLPE | 120 |  | 650/1100V | 3.5 CORE | OEM | PVC | 120 SQMM X 3.5 CORE Armoured Aluminium CABLE | https://drive.google.com/file/d/1WSnCYq_o_5euP3Lc5UHucgG9bMvzto7G/view?usp=sharing
735 | HDC | Aluminium Armoured Cable - Extended Cross Section (PVC/XLPE, IS 7098 Pt-1 1988) | Aluminium Armoured Cable Extended |  |  | Per Meter | Polycab | 1702.2 | 40 % | 2837 | IN STOCK | Aluminium | Armoured | BLACK | Class 2 (Stranded) | PVC | PVC / XLPE | 150 |  | 650/1100V | 3.5 CORE | OEM | PVC | 150 SQMM X 3.5 CORE Armoured Aluminium CABLE | https://drive.google.com/file/d/1WSnCYq_o_5euP3Lc5UHucgG9bMvzto7G/view?usp=sharing
736 | HDC | Aluminium Armoured Cable - Extended Cross Section (PVC/XLPE, IS 7098 Pt-1 1988) | Aluminium Armoured Cable Extended |  |  | Per Meter | Polycab | 2153.4 | 40 % | 3589 | IN STOCK | Aluminium | Armoured | BLACK | Class 2 (Stranded) | PVC | PVC / XLPE | 185 |  | 650/1100V | 3.5 CORE | OEM | PVC | 185 SQMM X 3.5 CORE Armoured Aluminium CABLE | https://drive.google.com/file/d/1WSnCYq_o_5euP3Lc5UHucgG9bMvzto7G/view?usp=sharing
737 | HDC | Aluminium Armoured Cable - Extended Cross Section (PVC/XLPE, IS 7098 Pt-1 1988) | Aluminium Armoured Cable Extended |  |  | Per Meter | Polycab | 2745 | 40 % | 4575 | IN STOCK | Aluminium | Armoured | BLACK | Class 2 (Stranded) | PVC | PVC / XLPE | 240 |  | 650/1100V | 3.5 CORE | OEM | PVC | 240 SQMM X 3.5 CORE Armoured Aluminium CABLE | https://drive.google.com/file/d/1WSnCYq_o_5euP3Lc5UHucgG9bMvzto7G/view?usp=sharing
738 | HDC | Aluminium Armoured Cable - Extended Cross Section (PVC/XLPE, IS 7098 Pt-1 1988) | Aluminium Armoured Cable Extended |  |  | Per Meter | Polycab | 3404.4 | 40 % | 5674 | IN STOCK | Aluminium | Armoured | BLACK | Class 2 (Stranded) | PVC | PVC / XLPE | 300 |  | 650/1100V | 3.5 CORE | OEM | PVC | 300 SQMM X 3.5 CORE Armoured Aluminium CABLE | https://drive.google.com/file/d/1WSnCYq_o_5euP3Lc5UHucgG9bMvzto7G/view?usp=sharing
739 | HDC | Aluminium Armoured Cable - Extended Cross Section (PVC/XLPE, IS 7098 Pt-1 1988) | Aluminium Armoured Cable Extended |  |  | Per Meter | Polycab | 4320 | 40 % | 7200 | IN STOCK | Aluminium | Armoured | BLACK | Class 2 (Stranded) | PVC | PVC / XLPE | 400 |  | 650/1100V | 3.5 CORE | OEM | PVC | 400 SQMM X 3.5 CORE Armoured Aluminium CABLE | https://drive.google.com/file/d/1WSnCYq_o_5euP3Lc5UHucgG9bMvzto7G/view?usp=sharing
740 | HDC | Aluminium Armoured Cable - Extended Cross Section (PVC/XLPE, IS 7098 Pt-1 1988) | Aluminium Armoured Cable Extended |  |  | Per Meter | Polycab | 6153 | 40 % | 10255 | IN STOCK | Aluminium | Armoured | BLACK | Class 2 (Stranded) | PVC | PVC / XLPE | 500 |  | 650/1100V | 3.5 CORE | OEM | PVC | 500 SQMM X 3.5 CORE Armoured Aluminium CABLE | https://drive.google.com/file/d/1WSnCYq_o_5euP3Lc5UHucgG9bMvzto7G/view?usp=sharing
741 | HDC | Aluminium Armoured Cable - Extended Cross Section (PVC/XLPE, IS 7098 Pt-1 1988) | Aluminium Armoured Cable Extended |  |  | Per Meter | Polycab | 7539 | 40 % | 12565 | IN STOCK | Aluminium | Armoured | BLACK | Class 2 (Stranded) | PVC | PVC / XLPE | 630 |  | 650/1100V | 3.5 CORE | OEM | PVC | 630 SQMM X 3.5 CORE Armoured Aluminium CABLE | https://drive.google.com/file/d/1WSnCYq_o_5euP3Lc5UHucgG9bMvzto7G/view?usp=sharing
742 | HDC | Aluminium Armoured Cable - A2XWY / A2XFY (IS 7098 Pt-1 1988) | Aluminium Armoured Cable |  |  | Per Meter | Polycab | 159.6 | 40 % | 266 | IN STOCK | Aluminium | Armoured | BLACK | Class 2 (Stranded) | PVC | PVC / XLPE | 2.5 |  | 650/1100V | 4 CORE | OEM | PVC | 2.5 SQMM X 4 CORE Armoured Aluminium CABLE | https://drive.google.com/file/d/1Chogrxjlm5gRMFi0Yml0oIsp5gcjraQd/view?usp=sharing
743 | HDC | Aluminium Armoured Cable - A2XWY / A2XFY (IS 7098 Pt-1 1988) | Aluminium Armoured Cable |  |  | Per Meter | Polycab | 189 | 40 % | 315 | IN STOCK | Aluminium | Armoured | BLACK | Class 2 (Stranded) | PVC | PVC / XLPE | 4 |  | 650/1100V | 4 CORE | OEM | PVC | 4 SQMM X 4 CORE Armoured Aluminium CABLE | https://drive.google.com/file/d/1Chogrxjlm5gRMFi0Yml0oIsp5gcjraQd/view?usp=sharing
744 | HDC | Aluminium Armoured Cable - A2XWY / A2XFY (IS 7098 Pt-1 1988) | Aluminium Armoured Cable |  |  | Per Meter | Polycab | 237 | 40 % | 395 | IN STOCK | Aluminium | Armoured | BLACK | Class 2 (Stranded) | PVC | PVC / XLPE | 6 |  | 650/1100V | 4 CORE | OEM | PVC | 6 SQMM X 4 CORE Armoured Aluminium CABLE | https://drive.google.com/file/d/1Chogrxjlm5gRMFi0Yml0oIsp5gcjraQd/view?usp=sharing
745 | HDC | Aluminium Armoured Cable - A2XWY / A2XFY (IS 7098 Pt-1 1988) | Aluminium Armoured Cable |  |  | Per Meter | Polycab | 327.6 | 40 % | 546 | IN STOCK | Aluminium | Armoured | BLACK | Class 2 (Stranded) | PVC | PVC / XLPE | 10 |  | 650/1100V | 4 CORE | OEM | PVC | 10 SQMM X 4 CORE Armoured Aluminium CABLE | https://drive.google.com/file/d/1Chogrxjlm5gRMFi0Yml0oIsp5gcjraQd/view?usp=sharing
746 | HDC | Aluminium Armoured Cable - A2XWY / A2XFY (IS 7098 Pt-1 1988) | Aluminium Armoured Cable |  |  | Per Meter | Polycab | 355.2 | 40 % | 592 | IN STOCK | Aluminium | Armoured | BLACK | Class 2 (Stranded) | PVC | PVC / XLPE | 16 |  | 650/1100V | 4 CORE | OEM | PVC | 16 SQMM X 4 CORE Armoured Aluminium CABLE | https://drive.google.com/file/d/1Chogrxjlm5gRMFi0Yml0oIsp5gcjraQd/view?usp=sharing
747 | HDC | Aluminium Armoured Cable - Extended Cross Section (PVC/XLPE, IS 7098 Pt-1 1988) | Aluminium Armoured Cable Extended |  |  | Per Meter | Polycab | 391.8 | 40 % | 653 | IN STOCK | Aluminium | Armoured | BLACK | Class 2 (Stranded) | PVC | PVC / XLPE | 25 |  | 650/1100V | 4 CORE | OEM | PVC | 25 SQMM X 4 CORE Armoured Aluminium CABLE | https://drive.google.com/file/d/1Chogrxjlm5gRMFi0Yml0oIsp5gcjraQd/view?usp=sharing
748 | HDC | Aluminium Armoured Cable - Extended Cross Section (PVC/XLPE, IS 7098 Pt-1 1988) | Aluminium Armoured Cable Extended |  |  | Per Meter | Polycab | 505.8 | 40 % | 843 | IN STOCK | Aluminium | Armoured | BLACK | Class 2 (Stranded) | PVC | PVC / XLPE | 35 |  | 650/1100V | 4 CORE | OEM | PVC | 35 SQMM X 4 CORE Armoured Aluminium CABLE | https://drive.google.com/file/d/1Chogrxjlm5gRMFi0Yml0oIsp5gcjraQd/view?usp=sharing
749 | HDC | Aluminium Armoured Cable - Extended Cross Section (PVC/XLPE, IS 7098 Pt-1 1988) | Aluminium Armoured Cable Extended |  |  | Per Meter | Polycab | 759.6 | 40 % | 1266 | IN STOCK | Aluminium | Armoured | BLACK | Class 2 (Stranded) | PVC | PVC / XLPE | 50 |  | 650/1100V | 4 CORE | OEM | PVC | 50 SQMM X 4 CORE Armoured Aluminium CABLE | https://drive.google.com/file/d/1Chogrxjlm5gRMFi0Yml0oIsp5gcjraQd/view?usp=sharing
750 | HDC | Aluminium Armoured Cable - Extended Cross Section (PVC/XLPE, IS 7098 Pt-1 1988) | Aluminium Armoured Cable Extended |  |  | Per Meter | Polycab | 1030.2 | 40 % | 1717 | IN STOCK | Aluminium | Armoured | BLACK | Class 2 (Stranded) | PVC | PVC / XLPE | 70 |  | 650/1100V | 4 CORE | OEM | PVC | 70 SQMM X 4 CORE Armoured Aluminium CABLE | https://drive.google.com/file/d/1Chogrxjlm5gRMFi0Yml0oIsp5gcjraQd/view?usp=sharing
751 | HDC | Aluminium Armoured Cable - Extended Cross Section (PVC/XLPE, IS 7098 Pt-1 1988) | Aluminium Armoured Cable Extended |  |  | Per Meter | Polycab | 1358.4 | 40 % | 2264 | IN STOCK | Aluminium | Armoured | BLACK | Class 2 (Stranded) | PVC | PVC / XLPE | 95 |  | 650/1100V | 4 CORE | OEM | PVC | 95 SQMM X 4 CORE Armoured Aluminium CABLE | https://drive.google.com/file/d/1Chogrxjlm5gRMFi0Yml0oIsp5gcjraQd/view?usp=sharing
752 | HDC | Aluminium Armoured Cable - Extended Cross Section (PVC/XLPE, IS 7098 Pt-1 1988) | Aluminium Armoured Cable Extended |  |  | Per Meter | Polycab | 1662.6 | 40 % | 2771 | IN STOCK | Aluminium | Armoured | BLACK | Class 2 (Stranded) | PVC | PVC / XLPE | 120 |  | 650/1100V | 4 CORE | OEM | PVC | 120 SQMM X 4 CORE Armoured Aluminium CABLE | https://drive.google.com/file/d/1Chogrxjlm5gRMFi0Yml0oIsp5gcjraQd/view?usp=sharing
753 | HDC | Aluminium Armoured Cable - Extended Cross Section (PVC/XLPE, IS 7098 Pt-1 1988) | Aluminium Armoured Cable Extended |  |  | Per Meter | Polycab | 2008.8 | 40 % | 3348 | IN STOCK | Aluminium | Armoured | BLACK | Class 2 (Stranded) | PVC | PVC / XLPE | 150 |  | 650/1100V | 4 CORE | OEM | PVC | 150 SQMM X 4 CORE Armoured Aluminium CABLE | https://drive.google.com/file/d/1Chogrxjlm5gRMFi0Yml0oIsp5gcjraQd/view?usp=sharing
754 | HDC | Aluminium Armoured Cable - Extended Cross Section (PVC/XLPE, IS 7098 Pt-1 1988) | Aluminium Armoured Cable Extended |  |  | Per Meter | Polycab | 2530.2 | 40 % | 4217 | IN STOCK | Aluminium | Armoured | BLACK | Class 2 (Stranded) | PVC | PVC / XLPE | 185 |  | 650/1100V | 4 CORE | OEM | PVC | 185 SQMM X 4 CORE Armoured Aluminium CABLE | https://drive.google.com/file/d/1Chogrxjlm5gRMFi0Yml0oIsp5gcjraQd/view?usp=sharing
755 | HDC | Aluminium Armoured Cable - Extended Cross Section (PVC/XLPE, IS 7098 Pt-1 1988) | Aluminium Armoured Cable Extended |  |  | Per Meter | Polycab | 3272.4 | 40 % | 5454 | IN STOCK | Aluminium | Armoured | BLACK | Class 2 (Stranded) | PVC | PVC / XLPE | 240 |  | 650/1100V | 4 CORE | OEM | PVC | 240 SQMM X 4 CORE Armoured Aluminium CABLE | https://drive.google.com/file/d/1Chogrxjlm5gRMFi0Yml0oIsp5gcjraQd/view?usp=sharing
756 | HDC | Aluminium Armoured Cable - Extended Cross Section (PVC/XLPE, IS 7098 Pt-1 1988) | Aluminium Armoured Cable Extended |  |  | Per Meter | Polycab | 4044.6 | 40 % | 6741 | IN STOCK | Aluminium | Armoured | BLACK | Class 2 (Stranded) | PVC | PVC / XLPE | 300 |  | 650/1100V | 4 CORE | OEM | PVC | 300 SQMM X 4 CORE Armoured Aluminium CABLE | https://drive.google.com/file/d/1Chogrxjlm5gRMFi0Yml0oIsp5gcjraQd/view?usp=sharing
757 | HDC | Aluminium Armoured Cable - Extended Cross Section (PVC/XLPE, IS 7098 Pt-1 1988) | Aluminium Armoured Cable Extended |  |  | Per Meter | Polycab | 5200.2 | 40 % | 8667 | IN STOCK | Aluminium | Armoured | BLACK | Class 2 (Stranded) | PVC | PVC / XLPE | 400 |  | 650/1100V | 4 CORE | OEM | PVC | 400 SQMM X 4 CORE Armoured Aluminium CABLE | https://drive.google.com/file/d/1Chogrxjlm5gRMFi0Yml0oIsp5gcjraQd/view?usp=sharing
758 | HDC | Aluminium Armoured Cable - Extended Cross Section (PVC/XLPE, IS 7098 Pt-1 1988) | Aluminium Armoured Cable Extended |  |  | Per Meter | Polycab | 6900 | 40 % | 11500 | IN STOCK | Aluminium | Armoured | BLACK | Class 2 (Stranded) | PVC | PVC / XLPE | 500 |  | 650/1100V | 4 CORE | OEM | PVC | 500 SQMM X 4 CORE Armoured Aluminium CABLE | https://drive.google.com/file/d/1Chogrxjlm5gRMFi0Yml0oIsp5gcjraQd/view?usp=sharing
759 | HDC | Aluminium Armoured Cable - Extended Cross Section (PVC/XLPE, IS 7098 Pt-1 1988) | Aluminium Armoured Cable Extended |  |  | Per Meter | Polycab | 9057.6 | 40 % | 15096 | IN STOCK | Aluminium | Armoured | BLACK | Class 2 (Stranded) | PVC | PVC / XLPE | 630 |  | 650/1100V | 4 CORE | OEM | PVC | 630 SQMM X 4 CORE Armoured Aluminium CABLE | https://drive.google.com/file/d/1Chogrxjlm5gRMFi0Yml0oIsp5gcjraQd/view?usp=sharing
760 | HDC | Aluminium Armoured Cable - Extended Cross Section (PVC/XLPE, IS 7098 Pt-1 1988) | Aluminium Armoured Cable Extended |  |  | Per Meter | Polycab | 421.2 | 40 % | 702 | IN STOCK | Aluminium | Armoured | BLACK | Class 2 (Stranded) | PVC | PVC / XLPE | 25 |  | 650/1100V | 5 CORE | OEM | PVC | 25 SQMM X 5 CORE Armoured Aluminium CABLE | https://drive.google.com/file/d/16iLbkdRhc1lX-BcZFrUanCbqmS04Ov6l/view?usp=sharing
761 | HDC | Aluminium Armoured Cable - Extended Cross Section (PVC/XLPE, IS 7098 Pt-1 1988) | Aluminium Armoured Cable Extended |  |  | Per Meter | Polycab | 576 | 40 % | 960 | IN STOCK | Aluminium | Armoured | BLACK | Class 2 (Stranded) | PVC | PVC / XLPE | 35 |  | 650/1100V | 5 CORE | OEM | PVC | 35 SQMM X 5 CORE Armoured Aluminium CABLE | https://drive.google.com/file/d/16iLbkdRhc1lX-BcZFrUanCbqmS04Ov6l/view?usp=sharing
762 | HDC | Aluminium Armoured Cable - Extended Cross Section (PVC/XLPE, IS 7098 Pt-1 1988) | Aluminium Armoured Cable Extended |  |  | Per Meter | Polycab | 0 | 40 % |  | IN STOCK | Aluminium | Armoured | BLACK | Class 2 (Stranded) | PVC | PVC / XLPE | 50 |  | 650/1100V | 5 CORE | OEM | PVC | 50 SQMM X 5 CORE Armoured Aluminium CABLE | https://drive.google.com/file/d/16iLbkdRhc1lX-BcZFrUanCbqmS04Ov6l/view?usp=sharing
763 | HDC | Aluminium Armoured Cable - Extended Cross Section (PVC/XLPE, IS 7098 Pt-1 1988) | Aluminium Armoured Cable Extended |  |  | Per Meter | Polycab | 0 | 40 % |  | IN STOCK | Aluminium | Armoured | BLACK | Class 2 (Stranded) | PVC | PVC / XLPE | 70 |  | 650/1100V | 5 CORE | OEM | PVC | 70 SQMM X 5 CORE Armoured Aluminium CABLE | https://drive.google.com/file/d/16iLbkdRhc1lX-BcZFrUanCbqmS04Ov6l/view?usp=sharing
764 | HDC | Aluminium Armoured Cable - Extended Cross Section (PVC/XLPE, IS 7098 Pt-1 1988) | Aluminium Armoured Cable Extended |  |  | Per Meter | Polycab | 0 | 40 % |  | IN STOCK | Aluminium | Armoured | BLACK | Class 2 (Stranded) | PVC | PVC / XLPE | 95 |  | 650/1100V | 5 CORE | OEM | PVC | 95 SQMM X 5 CORE Armoured Aluminium CABLE | https://drive.google.com/file/d/16iLbkdRhc1lX-BcZFrUanCbqmS04Ov6l/view?usp=sharing
765 | HDC | Aluminium Armoured Cable - Extended Cross Section (PVC/XLPE, IS 7098 Pt-1 1988) | Aluminium Armoured Cable Extended |  |  | Per Meter | Polycab | 0 | 40 % |  | IN STOCK | Aluminium | Armoured | BLACK | Class 2 (Stranded) | PVC | PVC / XLPE | 120 |  | 650/1100V | 5 CORE | OEM | PVC | 120 SQMM X 5 CORE Armoured Aluminium CABLE | https://drive.google.com/file/d/16iLbkdRhc1lX-BcZFrUanCbqmS04Ov6l/view?usp=sharing
766 | HDC | Aluminium Armoured Cable - Extended Cross Section (PVC/XLPE, IS 7098 Pt-1 1988) | Aluminium Armoured Cable Extended |  |  | Per Meter | Polycab | 0 | 40 % |  | IN STOCK | Aluminium | Armoured | BLACK | Class 2 (Stranded) | PVC | PVC / XLPE | 150 |  | 650/1100V | 5 CORE | OEM | PVC | 150 SQMM X 5 CORE Armoured Aluminium CABLE | https://drive.google.com/file/d/16iLbkdRhc1lX-BcZFrUanCbqmS04Ov6l/view?usp=sharing
767 | HDC | Aluminium Armoured Cable - Extended Cross Section (PVC/XLPE, IS 7098 Pt-1 1988) | Aluminium Armoured Cable Extended |  |  | Per Meter | Polycab | 0 | 40 % |  | IN STOCK | Aluminium | Armoured | BLACK | Class 2 (Stranded) | PVC | PVC / XLPE | 185 |  | 650/1100V | 5 CORE | OEM | PVC | 185 SQMM X 5 CORE Armoured Aluminium CABLE | https://drive.google.com/file/d/16iLbkdRhc1lX-BcZFrUanCbqmS04Ov6l/view?usp=sharing
768 | HDC | Aluminium Armoured Cable - Extended Cross Section (PVC/XLPE, IS 7098 Pt-1 1988) | Aluminium Armoured Cable Extended |  |  | Per Meter | Polycab | 0 | 40 % |  | IN STOCK | Aluminium | Armoured | BLACK | Class 2 (Stranded) | PVC | PVC / XLPE | 240 |  | 650/1100V | 5 CORE | OEM | PVC | 240 SQMM X 5 CORE Armoured Aluminium CABLE | https://drive.google.com/file/d/16iLbkdRhc1lX-BcZFrUanCbqmS04Ov6l/view?usp=sharing
769 | HDC | Aluminium Armoured Cable - Extended Cross Section (PVC/XLPE, IS 7098 Pt-1 1988) | Aluminium Armoured Cable Extended |  |  | Per Meter | Polycab | 0 | 40 % |  | IN STOCK | Aluminium | Armoured | BLACK | Class 2 (Stranded) | PVC | PVC / XLPE | 300 |  | 650/1100V | 5 CORE | OEM | PVC | 300 SQMM X 5 CORE Armoured Aluminium CABLE | https://drive.google.com/file/d/16iLbkdRhc1lX-BcZFrUanCbqmS04Ov6l/view?usp=sharing
770 | HDC | Aluminium Armoured Cable - Extended Cross Section (PVC/XLPE, IS 7098 Pt-1 1988) | Aluminium Armoured Cable Extended |  |  | Per Meter | Polycab | 0 | 40 % |  | IN STOCK | Aluminium | Armoured | BLACK | Class 2 (Stranded) | PVC | PVC / XLPE | 400 |  | 650/1100V | 5 CORE | OEM | PVC | 400 SQMM X 5 CORE Armoured Aluminium CABLE | https://drive.google.com/file/d/16iLbkdRhc1lX-BcZFrUanCbqmS04Ov6l/view?usp=sharing
771 | HDC | Aluminium Armoured Cable - Extended Cross Section (PVC/XLPE, IS 7098 Pt-1 1988) | Aluminium Armoured Cable Extended |  |  | Per Meter | Polycab | 0 | 40 % |  | IN STOCK | Aluminium | Armoured | BLACK | Class 2 (Stranded) | PVC | PVC / XLPE | 500 |  | 650/1100V | 5 CORE | OEM | PVC | 500 SQMM X 5 CORE Armoured Aluminium CABLE | https://drive.google.com/file/d/16iLbkdRhc1lX-BcZFrUanCbqmS04Ov6l/view?usp=sharing
772 | HDC | Aluminium Armoured Cable - Extended Cross Section (PVC/XLPE, IS 7098 Pt-1 1988) | Aluminium Armoured Cable Extended |  |  | Per Meter | Polycab | 0 | 40 % |  | IN STOCK | Aluminium | Armoured | BLACK | Class 2 (Stranded) | PVC | PVC / XLPE | 630 |  | 650/1100V | 5 CORE | OEM | PVC | 630 SQMM X 5 CORE Armoured Aluminium CABLE | https://drive.google.com/file/d/16iLbkdRhc1lX-BcZFrUanCbqmS04Ov6l/view?usp=sharing
773 | HDC | Copper Armoured Cable - 2XWY / 2XFY (IS 7098 Pt-1 1988) | Copper Armoured Cable |  |  | Per Meter | Polycab | 618 | 40 % | 1030 | IN STOCK | Copper | Armoured | BLACK | Class 2 (Stranded) | PVC | PVC | 1.5 |  | 650/1100V | 10 CORE | OEM | PVC | 1.5 SQMM X 10 CORE Armoured Copper CABLE | https://drive.google.com/file/d/1kjQbDCOSYtHxXGq-FVkfyNb3gp-rqV5v/view?usp=sharing
774 | HDC | Copper Armoured Cable - 2XWY / 2XFY (IS 7098 Pt-1 1988) | Copper Armoured Cable |  |  | Per Meter | Polycab | 949.2 | 40 % | 1582 | IN STOCK | Copper | Armoured | BLACK | Class 2 (Stranded) | PVC | PVC | 2.5 |  | 650/1100V | 10 CORE | OEM | PVC | 2.5 SQMM X 10 CORE Armoured Copper CABLE | https://drive.google.com/file/d/1kjQbDCOSYtHxXGq-FVkfyNb3gp-rqV5v/view?usp=sharing
775 | HDC | Copper Armoured Cable - 2XWY / 2XFY (IS 7098 Pt-1 1988) | Copper Armoured Cable |  |  | Per Meter | Polycab | 694.8 | 40 % | 1158 | IN STOCK | Copper | Armoured | BLACK | Class 2 (Stranded) | PVC | PVC | 1.5 |  | 650/1100V | 12 CORE | OEM | PVC | 1.5 SQMM X 12 CORE Armoured Copper CABLE | https://drive.google.com/file/d/1kjQbDCOSYtHxXGq-FVkfyNb3gp-rqV5v/view?usp=sharing
776 | HDC | Copper Armoured Cable - 2XWY / 2XFY (IS 7098 Pt-1 1988) | Copper Armoured Cable |  |  | Per Meter | Polycab | 1123.8 | 40 % | 1873 | IN STOCK | Copper | Armoured | BLACK | Class 2 (Stranded) | PVC | PVC | 2.5 |  | 650/1100V | 12 CORE | OEM | PVC | 2.5 SQMM X 12 CORE Armoured Copper CABLE | https://drive.google.com/file/d/1kjQbDCOSYtHxXGq-FVkfyNb3gp-rqV5v/view?usp=sharing
777 | HDC | Copper Armoured Cable - 2XWY / 2XFY (IS 7098 Pt-1 1988) | Copper Armoured Cable |  |  | Per Meter | Polycab | 797.4 | 40 % | 1329 | IN STOCK | Copper | Armoured | BLACK | Class 2 (Stranded) | PVC | PVC | 1.5 |  | 650/1100V | 14 CORE | OEM | PVC | 1.5 SQMM X 14 CORE Armoured Copper CABLE | https://drive.google.com/file/d/1kjQbDCOSYtHxXGq-FVkfyNb3gp-rqV5v/view?usp=sharing
778 | HDC | Copper Armoured Cable - 2XWY / 2XFY (IS 7098 Pt-1 1988) | Copper Armoured Cable |  |  | Per Meter | Polycab | 1317.6 | 40 % | 2196 | IN STOCK | Copper | Armoured | BLACK | Class 2 (Stranded) | PVC | PVC | 2.5 |  | 650/1100V | 14 CORE | OEM | PVC | 2.5 SQMM X 14 CORE Armoured Copper CABLE | https://drive.google.com/file/d/1kjQbDCOSYtHxXGq-FVkfyNb3gp-rqV5v/view?usp=sharing
779 | HDC | Copper Armoured Cable - 2XWY / 2XFY (IS 7098 Pt-1 1988) | Copper Armoured Cable |  |  | Per Meter | Polycab | 912 | 40 % | 1520 | IN STOCK | Copper | Armoured | BLACK | Class 2 (Stranded) | PVC | PVC | 1.5 |  | 650/1100V | 16 CORE | OEM | PVC | 1.5 SQMM X 16 CORE Armoured Copper CABLE | https://drive.google.com/file/d/1kjQbDCOSYtHxXGq-FVkfyNb3gp-rqV5v/view?usp=sharing
780 | HDC | Copper Armoured Cable - 2XWY / 2XFY (IS 7098 Pt-1 1988) | Copper Armoured Cable |  |  | Per Meter | Polycab | 1489.2 | 40 % | 2482 | IN STOCK | Copper | Armoured | BLACK | Class 2 (Stranded) | PVC | PVC | 2.5 |  | 650/1100V | 16 CORE | OEM | PVC | 2.5 SQMM X 16 CORE Armoured Copper CABLE | https://drive.google.com/file/d/1kjQbDCOSYtHxXGq-FVkfyNb3gp-rqV5v/view?usp=sharing
781 | HDC | Copper Armoured Cable - 2XWY / 2XFY (IS 7098 Pt-1 1988) | Copper Armoured Cable |  |  | Per Meter | Polycab | 1081.2 | 40 % | 1802 | IN STOCK | Copper | Armoured | BLACK | Class 2 (Stranded) | PVC | PVC | 1.5 |  | 650/1100V | 19 CORE | OEM | PVC | 1.5 SQMM X 19 CORE Armoured Copper CABLE | https://drive.google.com/file/d/1yFise4_xddA0uVANHPKOYkDhS7S14PT3/view?usp=sharing
782 | HDC | Copper Armoured Cable - 2XWY / 2XFY (IS 7098 Pt-1 1988) | Copper Armoured Cable |  |  | Per Meter | Polycab | 1749.6 | 40 % | 2916 | IN STOCK | Copper | Armoured | BLACK | Class 2 (Stranded) | PVC | PVC | 2.5 |  | 650/1100V | 19 CORE | OEM | PVC | 2.5 SQMM X 19 CORE Armoured Copper CABLE | https://drive.google.com/file/d/1yFise4_xddA0uVANHPKOYkDhS7S14PT3/view?usp=sharing
783 | HDC | Copper Armoured Cable - 2XWY / 2XFY (IS 7098 Pt-1 1988) | Copper Armoured Cable |  |  | Per Meter | Polycab | 329.4 | 40 % | 549 | IN STOCK | Copper | Armoured | BLACK | Class 2 (Stranded) | PVC | PVC | 4 |  | 650/1100V | 2 CORE | OEM | PVC | 4 SQMM X 2 CORE Armoured Copper CABLE | https://drive.google.com/file/d/1jmNzuxo9ZDRR2qoVlS2JaSJ-YMI-w5So/view?usp=sharing
784 | HDC | Copper Armoured Cable - 2XWY / 2XFY (IS 7098 Pt-1 1988) | Copper Armoured Cable |  |  | Per Meter | Polycab | 468.6 | 40 % | 781 | IN STOCK | Copper | Armoured | BLACK | Class 2 (Stranded) | PVC | PVC | 6 |  | 650/1100V | 2 CORE | OEM | PVC | 6 SQMM X 2 CORE Armoured Copper CABLE | https://drive.google.com/file/d/1jmNzuxo9ZDRR2qoVlS2JaSJ-YMI-w5So/view?usp=sharing
785 | HDC | Copper Armoured Cable - 2XWY / 2XFY (IS 7098 Pt-1 1988) | Copper Armoured Cable |  |  | Per Meter | Polycab | 759.6 | 40 % | 1266 | IN STOCK | Copper | Armoured | BLACK | Class 2 (Stranded) | PVC | PVC | 10 |  | 650/1100V | 2 CORE | OEM | PVC | 10 SQMM X 2 CORE Armoured Copper CABLE | https://drive.google.com/file/d/1jmNzuxo9ZDRR2qoVlS2JaSJ-YMI-w5So/view?usp=sharing
786 | HDC | Copper Armoured Cable - 2XWY / 2XFY (IS 7098 Pt-1 1988) | Copper Armoured Cable |  |  | Per Meter | Polycab | 1074.6 | 40 % | 1791 | IN STOCK | Copper | Armoured | BLACK | Class 2 (Stranded) | PVC | PVC | 16 |  | 650/1100V | 2 CORE | OEM | PVC | 16 SQMM X 2 CORE Armoured Copper CABLE | https://drive.google.com/file/d/1jmNzuxo9ZDRR2qoVlS2JaSJ-YMI-w5So/view?usp=sharing
787 | HDC | Copper Armoured Cable - 2XWY / 2XFY (IS 7098 Pt-1 1988) | Copper Armoured Cable |  |  | Per Meter | Polycab | 1016.4 | 40 % | 1694 | IN STOCK | Copper | Armoured | BLACK | Class 2 (Stranded) | PVC | PVC | 25 |  | 650/1100V | 2 CORE | OEM | PVC | 25 SQMM X 2 CORE Armoured Copper CABLE | https://drive.google.com/file/d/1jmNzuxo9ZDRR2qoVlS2JaSJ-YMI-w5So/view?usp=sharing
788 | HDC | Copper Armoured Cable - 2XWY / 2XFY (IS 7098 Pt-1 1988) | Copper Armoured Cable |  |  | Per Meter | Polycab | 1387.8 | 40 % | 2313 | IN STOCK | Copper | Armoured | BLACK | Class 2 (Stranded) | PVC | PVC | 35 |  | 650/1100V | 2 CORE | OEM | PVC | 35 SQMM X 2 CORE Armoured Copper CABLE | https://drive.google.com/file/d/1jmNzuxo9ZDRR2qoVlS2JaSJ-YMI-w5So/view?usp=sharing
789 | HDC | Copper Armoured Cable - 2XWY / 2XFY (IS 7098 Pt-1 1988) | Copper Armoured Cable |  |  | Per Meter | Polycab | 1944 | 40 % | 3240 | IN STOCK | Copper | Armoured | BLACK | Class 2 (Stranded) | PVC | PVC | 50 |  | 650/1100V | 2 CORE | OEM | PVC | 50 SQMM X 2 CORE Armoured Copper CABLE | https://drive.google.com/file/d/1jmNzuxo9ZDRR2qoVlS2JaSJ-YMI-w5So/view?usp=sharing
790 | HDC | Copper Armoured Cable - 2XWY / 2XFY (IS 7098 Pt-1 1988) | Copper Armoured Cable |  |  | Per Meter | Polycab | 2678.4 | 40 % | 4464 | IN STOCK | Copper | Armoured | BLACK | Class 2 (Stranded) | PVC | PVC | 70 |  | 650/1100V | 2 CORE | OEM | PVC | 70 SQMM X 2 CORE Armoured Copper CABLE | https://drive.google.com/file/d/1jmNzuxo9ZDRR2qoVlS2JaSJ-YMI-w5So/view?usp=sharing
791 | HDC | Copper Armoured Cable - 2XWY / 2XFY (IS 7098 Pt-1 1988) | Copper Armoured Cable |  |  | Per Meter | Polycab | 3656.4 | 40 % | 6094 | IN STOCK | Copper | Armoured | BLACK | Class 2 (Stranded) | PVC | PVC | 95 |  | 650/1100V | 2 CORE | OEM | PVC | 95 SQMM X 2 CORE Armoured Copper CABLE | https://drive.google.com/file/d/1jmNzuxo9ZDRR2qoVlS2JaSJ-YMI-w5So/view?usp=sharing
792 | HDC | Copper Armoured Cable - 2XWY / 2XFY (IS 7098 Pt-1 1988) | Copper Armoured Cable |  |  | Per Meter | Polycab | 4583.4 | 40 % | 7639 | IN STOCK | Copper | Armoured | BLACK | Class 2 (Stranded) | PVC | PVC | 120 |  | 650/1100V | 2 CORE | OEM | PVC | 120 SQMM X 2 CORE Armoured Copper CABLE | https://drive.google.com/file/d/1jmNzuxo9ZDRR2qoVlS2JaSJ-YMI-w5So/view?usp=sharing
793 | HDC | Copper Armoured Cable - 2XWY / 2XFY (IS 7098 Pt-1 1988) | Copper Armoured Cable |  |  | Per Meter | Polycab | 5695.2 | 40 % | 9492 | IN STOCK | Copper | Armoured | BLACK | Class 2 (Stranded) | PVC | PVC | 150 |  | 650/1100V | 2 CORE | OEM | PVC | 150 SQMM X 2 CORE Armoured Copper CABLE | https://drive.google.com/file/d/1jmNzuxo9ZDRR2qoVlS2JaSJ-YMI-w5So/view?usp=sharing
794 | HDC | Copper Armoured Cable - 2XWY / 2XFY (IS 7098 Pt-1 1988) | Copper Armoured Cable |  |  | Per Meter | Polycab | 7004.4 | 40 % | 11674 | IN STOCK | Copper | Armoured | BLACK | Class 2 (Stranded) | PVC | PVC | 185 |  | 650/1100V | 2 CORE | OEM | PVC | 185 SQMM X 2 CORE Armoured Copper CABLE | https://drive.google.com/file/d/1jmNzuxo9ZDRR2qoVlS2JaSJ-YMI-w5So/view?usp=sharing
795 | HDC | Copper Armoured Cable - 2XWY / 2XFY (IS 7098 Pt-1 1988) | Copper Armoured Cable |  |  | Per Meter | Polycab | 9034.2 | 40 % | 15057 | IN STOCK | Copper | Armoured | BLACK | Class 2 (Stranded) | PVC | PVC | 240 |  | 650/1100V | 2 CORE | OEM | PVC | 240 SQMM X 2 CORE Armoured Copper CABLE | https://drive.google.com/file/d/1jmNzuxo9ZDRR2qoVlS2JaSJ-YMI-w5So/view?usp=sharing
796 | HDC | Copper Armoured Cable - 2XWY / 2XFY (IS 7098 Pt-1 1988) | Copper Armoured Cable |  |  | Per Meter | Polycab | 11251.8 | 40 % | 18753 | IN STOCK | Copper | Armoured | BLACK | Class 2 (Stranded) | PVC | PVC | 300 |  | 650/1100V | 2 CORE | OEM | PVC | 300 SQMM X 2 CORE Armoured Copper CABLE | https://drive.google.com/file/d/1jmNzuxo9ZDRR2qoVlS2JaSJ-YMI-w5So/view?usp=sharing
797 | HDC | Copper Armoured Cable - 2XWY / 2XFY (IS 7098 Pt-1 1988) | Copper Armoured Cable |  |  | Per Meter | Polycab | 14952.6 | 40 % | 24921 | IN STOCK | Copper | Armoured | BLACK | Class 2 (Stranded) | PVC | PVC | 400 |  | 650/1100V | 2 CORE | OEM | PVC | 400 SQMM X 2 CORE Armoured Copper CABLE | https://drive.google.com/file/d/1jmNzuxo9ZDRR2qoVlS2JaSJ-YMI-w5So/view?usp=sharing
798 | HDC | Copper Armoured Cable - 2XWY / 2XFY (IS 7098 Pt-1 1988) | Copper Armoured Cable |  |  | Per Meter | Polycab | 169.8 | 40 % | 283 | IN STOCK | Copper | Armoured | BLACK | Class 2 (Stranded) | PVC | PVC | 1.5 |  | 650/1100V | 2 CORE | OEM | PVC | 1.5 SQMM X 2 CORE Armoured Copper CABLE | https://drive.google.com/file/d/1jmNzuxo9ZDRR2qoVlS2JaSJ-YMI-w5So/view?usp=sharing
799 | HDC | Copper Armoured Cable - 2XWY / 2XFY (IS 7098 Pt-1 1988) | Copper Armoured Cable |  |  | Per Meter | Polycab | 238.8 | 40 % | 398 | IN STOCK | Copper | Armoured | BLACK | Class 2 (Stranded) | PVC | PVC | 2.5 |  | 650/1100V | 2 CORE | OEM | PVC | 2.5 SQMM X 2 CORE Armoured Copper CABLE | https://drive.google.com/file/d/1jmNzuxo9ZDRR2qoVlS2JaSJ-YMI-w5So/view?usp=sharing
800 | HDC | Copper Armoured Cable - 2XWY / 2XFY (IS 7098 Pt-1 1988) | Copper Armoured Cable |  |  | Per Meter | Polycab | 169.8 | 40 % | 283 | IN STOCK | Copper | Armoured | BLACK | Class 2 (Stranded) | PVC | PVC | 1.5 |  | 650/1100V | 2 CORE | OEM | PVC | 1.5 SQMM X 2 CORE Armoured Copper CABLE | https://drive.google.com/file/d/1jmNzuxo9ZDRR2qoVlS2JaSJ-YMI-w5So/view?usp=sharing
801 | HDC | Copper Armoured Cable - 2XWY / 2XFY (IS 7098 Pt-1 1988) | Copper Armoured Cable |  |  | Per Meter | Polycab | 238.8 | 40 % | 398 | IN STOCK | Copper | Armoured | BLACK | Class 2 (Stranded) | PVC | PVC | 2.5 |  | 650/1100V | 2 CORE | OEM | PVC | 2.5 SQMM X 2 CORE Armoured Copper CABLE | https://drive.google.com/file/d/1jmNzuxo9ZDRR2qoVlS2JaSJ-YMI-w5So/view?usp=sharing
802 | HDC | Copper Armoured Cable - 2XWY / 2XFY (IS 7098 Pt-1 1988) | Copper Armoured Cable |  |  | Per Meter | Polycab | 1352.4 | 40 % | 2254 | IN STOCK | Copper | Armoured | BLACK | Class 2 (Stranded) | PVC | PVC | 1.5 |  | 650/1100V | 24 CORE | OEM | PVC | 1.5 SQMM X 24 CORE Armoured Copper CABLE | https://drive.google.com/file/d/1yFise4_xddA0uVANHPKOYkDhS7S14PT3/view?usp=sharing
803 | HDC | Copper Armoured Cable - 2XWY / 2XFY (IS 7098 Pt-1 1988) | Copper Armoured Cable |  |  | Per Meter | Polycab | 2203.8 | 40 % | 3673 | IN STOCK | Copper | Armoured | BLACK | Class 2 (Stranded) | PVC | PVC | 2.5 |  | 650/1100V | 24 CORE | OEM | PVC | 2.5 SQMM X 24 CORE Armoured Copper CABLE | https://drive.google.com/file/d/1yFise4_xddA0uVANHPKOYkDhS7S14PT3/view?usp=sharing
804 | HDC | Copper Armoured Cable - 2XWY / 2XFY (IS 7098 Pt-1 1988) | Copper Armoured Cable |  |  | Per Meter | Polycab | 1533 | 40 % | 2555 | IN STOCK | Copper | Armoured | BLACK | Class 2 (Stranded) | PVC | PVC | 1.5 |  | 650/1100V | 27 CORE | OEM | PVC | 1.5 SQMM X 27 CORE Armoured Copper CABLE | https://drive.google.com/file/d/1yFise4_xddA0uVANHPKOYkDhS7S14PT3/view?usp=sharing
805 | HDC | Copper Armoured Cable - 2XWY / 2XFY (IS 7098 Pt-1 1988) | Copper Armoured Cable |  |  | Per Meter | Polycab | 2511.6 | 40 % | 4186 | IN STOCK | Copper | Armoured | BLACK | Class 2 (Stranded) | PVC | PVC | 2.5 |  | 650/1100V | 27 CORE | OEM | PVC | 2.5 SQMM X 27 CORE Armoured Copper CABLE | https://drive.google.com/file/d/1yFise4_xddA0uVANHPKOYkDhS7S14PT3/view?usp=sharing
806 | HDC | Copper Armoured Cable - 2XWY / 2XFY (IS 7098 Pt-1 1988) | Copper Armoured Cable |  |  | Per Meter | Polycab | 456.6 | 40 % | 761 | IN STOCK | Copper | Armoured | BLACK | Class 2 (Stranded) | PVC | PVC | 4 |  | 650/1100V | 3 CORE | OEM | PVC | 4 SQMM X 3 CORE Armoured Copper CABLE | https://drive.google.com/file/d/1zGz3hLIHLhe0BPvpsPUJcWKHh72mkZeq/view?usp=sharing
807 | HDC | Copper Armoured Cable - 2XWY / 2XFY (IS 7098 Pt-1 1988) | Copper Armoured Cable |  |  | Per Meter | Polycab | 661.2 | 40 % | 1102 | IN STOCK | Copper | Armoured | BLACK | Class 2 (Stranded) | PVC | PVC | 6 |  | 650/1100V | 3 CORE | OEM | PVC | 6 SQMM X 3 CORE Armoured Copper CABLE | https://drive.google.com/file/d/1zGz3hLIHLhe0BPvpsPUJcWKHh72mkZeq/view?usp=sharing
808 | HDC | Copper Armoured Cable - 2XWY / 2XFY (IS 7098 Pt-1 1988) | Copper Armoured Cable |  |  | Per Meter | Polycab | 1081.8 | 40 % | 1803 | IN STOCK | Copper | Armoured | BLACK | Class 2 (Stranded) | PVC | PVC | 10 |  | 650/1100V | 3 CORE | OEM | PVC | 10 SQMM X 3 CORE Armoured Copper CABLE | https://drive.google.com/file/d/1zGz3hLIHLhe0BPvpsPUJcWKHh72mkZeq/view?usp=sharing
809 | HDC | Copper Armoured Cable - 2XWY / 2XFY (IS 7098 Pt-1 1988) | Copper Armoured Cable |  |  | Per Meter | Polycab | 1607.4 | 40 % | 2679 | IN STOCK | Copper | Armoured | BLACK | Class 2 (Stranded) | PVC | PVC | 16 |  | 650/1100V | 3 CORE | OEM | PVC | 16 SQMM X 3 CORE Armoured Copper CABLE | https://drive.google.com/file/d/1zGz3hLIHLhe0BPvpsPUJcWKHh72mkZeq/view?usp=sharing
810 | HDC | Copper Armoured Cable - 2XWY / 2XFY (IS 7098 Pt-1 1988) | Copper Armoured Cable |  |  | Per Meter | Polycab | 2511.6 | 40 % | 4186 | IN STOCK | Copper | Armoured | BLACK | Class 2 (Stranded) | PVC | PVC | 25 |  | 650/1100V | 3 CORE | OEM | PVC | 25 SQMM X 3 CORE Armoured Copper CABLE | https://drive.google.com/file/d/1zGz3hLIHLhe0BPvpsPUJcWKHh72mkZeq/view?usp=sharing
811 | HDC | Copper Armoured Cable - 2XWY / 2XFY (IS 7098 Pt-1 1988) | Copper Armoured Cable |  |  | Per Meter | Polycab | 3623.4 | 40 % | 6039 | IN STOCK | Copper | Armoured | BLACK | Class 2 (Stranded) | PVC | PVC | 35 |  | 650/1100V | 3 CORE | OEM | PVC | 35 SQMM X 3 CORE Armoured Copper CABLE | https://drive.google.com/file/d/1zGz3hLIHLhe0BPvpsPUJcWKHh72mkZeq/view?usp=sharing
812 | HDC | Copper Armoured Cable - 2XWY / 2XFY (IS 7098 Pt-1 1988) | Copper Armoured Cable |  |  | Per Meter | Polycab | 4888.8 | 40 % | 8148 | IN STOCK | Copper | Armoured | BLACK | Class 2 (Stranded) | PVC | PVC | 50 |  | 650/1100V | 3 CORE | OEM | PVC | 50 SQMM X 3 CORE Armoured Copper CABLE | https://drive.google.com/file/d/1zGz3hLIHLhe0BPvpsPUJcWKHh72mkZeq/view?usp=sharing
813 | HDC | Copper Armoured Cable - 2XWY / 2XFY (IS 7098 Pt-1 1988) | Copper Armoured Cable |  |  | Per Meter | Polycab | 7089.6 | 40 % | 11816 | IN STOCK | Copper | Armoured | BLACK | Class 2 (Stranded) | PVC | PVC | 70 |  | 650/1100V | 3 CORE | OEM | PVC | 70 SQMM X 3 CORE Armoured Copper CABLE | https://drive.google.com/file/d/1zGz3hLIHLhe0BPvpsPUJcWKHh72mkZeq/view?usp=sharing
814 | HDC | Copper Armoured Cable - 2XWY / 2XFY (IS 7098 Pt-1 1988) | Copper Armoured Cable |  |  | Per Meter | Polycab | 10152.6 | 40 % | 16921 | IN STOCK | Copper | Armoured | BLACK | Class 2 (Stranded) | PVC | PVC | 95 |  | 650/1100V | 3 CORE | OEM | PVC | 95 SQMM X 3 CORE Armoured Copper CABLE | https://drive.google.com/file/d/1zGz3hLIHLhe0BPvpsPUJcWKHh72mkZeq/view?usp=sharing
815 | HDC | Copper Armoured Cable - 2XWY / 2XFY (IS 7098 Pt-1 1988) | Copper Armoured Cable |  |  | Per Meter | Polycab | 12520.8 | 40 % | 20868 | IN STOCK | Copper | Armoured | BLACK | Class 2 (Stranded) | PVC | PVC | 120 |  | 650/1100V | 3 CORE | OEM | PVC | 120 SQMM X 3 CORE Armoured Copper CABLE | https://drive.google.com/file/d/1zGz3hLIHLhe0BPvpsPUJcWKHh72mkZeq/view?usp=sharing
816 | HDC | Copper Armoured Cable - 2XWY / 2XFY (IS 7098 Pt-1 1988) | Copper Armoured Cable |  |  | Per Meter | Polycab | 15409.8 | 40 % | 25683 | IN STOCK | Copper | Armoured | BLACK | Class 2 (Stranded) | PVC | PVC | 150 |  | 650/1100V | 3 CORE | OEM | PVC | 150 SQMM X 3 CORE Armoured Copper CABLE | https://drive.google.com/file/d/1zGz3hLIHLhe0BPvpsPUJcWKHh72mkZeq/view?usp=sharing
817 | HDC | Copper Armoured Cable - 2XWY / 2XFY (IS 7098 Pt-1 1988) | Copper Armoured Cable |  |  | Per Meter | Polycab | 19516.8 | 40 % | 32528 | IN STOCK | Copper | Armoured | BLACK | Class 2 (Stranded) | PVC | PVC | 185 |  | 650/1100V | 3 CORE | OEM | PVC | 185 SQMM X 3 CORE Armoured Copper CABLE | https://drive.google.com/file/d/1zGz3hLIHLhe0BPvpsPUJcWKHh72mkZeq/view?usp=sharing
818 | HDC | Copper Armoured Cable - 2XWY / 2XFY (IS 7098 Pt-1 1988) | Copper Armoured Cable |  |  | Per Meter | Polycab | 25455.6 | 40 % | 42426 | IN STOCK | Copper | Armoured | BLACK | Class 2 (Stranded) | PVC | PVC | 240 |  | 650/1100V | 3 CORE | OEM | PVC | 240 SQMM X 3 CORE Armoured Copper CABLE | https://drive.google.com/file/d/1zGz3hLIHLhe0BPvpsPUJcWKHh72mkZeq/view?usp=sharing
819 | HDC | Copper Armoured Cable - 2XWY / 2XFY (IS 7098 Pt-1 1988) | Copper Armoured Cable |  |  | Per Meter | Polycab | 32514 | 40 % | 54190 | IN STOCK | Copper | Armoured | BLACK | Class 2 (Stranded) | PVC | PVC | 300 |  | 650/1100V | 3 CORE | OEM | PVC | 300 SQMM X 3 CORE Armoured Copper CABLE | https://drive.google.com/file/d/1zGz3hLIHLhe0BPvpsPUJcWKHh72mkZeq/view?usp=sharing
820 | HDC | Copper Armoured Cable - 2XWY / 2XFY (IS 7098 Pt-1 1988) | Copper Armoured Cable |  |  | Per Meter | Polycab | 42049.2 | 40 % | 70082 | IN STOCK | Copper | Armoured | BLACK | Class 2 (Stranded) | PVC | PVC | 400 |  | 650/1100V | 3 CORE | OEM | PVC | 400 SQMM X 3 CORE Armoured Copper CABLE | https://drive.google.com/file/d/1zGz3hLIHLhe0BPvpsPUJcWKHh72mkZeq/view?usp=sharing
821 | HDC | Copper Armoured Cable - 2XWY / 2XFY (IS 7098 Pt-1 1988) | Copper Armoured Cable |  |  | Per Meter | Polycab | 216 | 40 % | 360 | IN STOCK | Copper | Armoured | BLACK | Class 2 (Stranded) | PVC | PVC | 1.5 |  | 650/1100V | 3 CORE | OEM | PVC | 1.5 SQMM X 3 CORE Armoured Copper CABLE | https://drive.google.com/file/d/1zGz3hLIHLhe0BPvpsPUJcWKHh72mkZeq/view?usp=sharing
822 | HDC | Copper Armoured Cable - 2XWY / 2XFY (IS 7098 Pt-1 1988) | Copper Armoured Cable |  |  | Per Meter | Polycab | 317.4 | 40 % | 529 | IN STOCK | Copper | Armoured | BLACK | Class 2 (Stranded) | PVC | PVC | 2.5 |  | 650/1100V | 3 CORE | OEM | PVC | 2.5 SQMM X 3 CORE Armoured Copper CABLE | https://drive.google.com/file/d/1zGz3hLIHLhe0BPvpsPUJcWKHh72mkZeq/view?usp=sharing
823 | HDC | Copper Armoured Cable - 2XWY / 2XFY (IS 7098 Pt-1 1988) | Copper Armoured Cable |  |  | Per Meter | Polycab | 0 | 40 % |  | IN STOCK | Copper | Armoured | BLACK | Class 2 (Stranded) | PVC | PVC | 25 |  | 650/1100V | 3.5 CORE | OEM | PVC | 25 SQMM X 3.5 CORE Armoured Copper CABLE | https://drive.google.com/file/d/1rHo_wB11qlLqS_JeWSLovPpE02ZsaALv/view?usp=sharing
824 | HDC | Copper Armoured Cable - 2XWY / 2XFY (IS 7098 Pt-1 1988) | Copper Armoured Cable |  |  | Per Meter | Polycab | 0 | 40 % |  | IN STOCK | Copper | Armoured | BLACK | Class 2 (Stranded) | PVC | PVC | 35 |  | 650/1100V | 3.5 CORE | OEM | PVC | 35 SQMM X 3.5 CORE Armoured Copper CABLE | https://drive.google.com/file/d/1rHo_wB11qlLqS_JeWSLovPpE02ZsaALv/view?usp=sharing
825 | HDC | Copper Armoured Cable - 2XWY / 2XFY (IS 7098 Pt-1 1988) | Copper Armoured Cable |  |  | Per Meter | Polycab | 0 | 40 % |  | IN STOCK | Copper | Armoured | BLACK | Class 2 (Stranded) | PVC | PVC | 50 |  | 650/1100V | 3.5 CORE | OEM | PVC | 50 SQMM X 3.5 CORE Armoured Copper CABLE | https://drive.google.com/file/d/1rHo_wB11qlLqS_JeWSLovPpE02ZsaALv/view?usp=sharing
826 | HDC | Copper Armoured Cable - 2XWY / 2XFY (IS 7098 Pt-1 1988) | Copper Armoured Cable |  |  | Per Meter | Polycab |  | 40 % |  | IN STOCK |  | Armoured | BLACK |  |  |  | 70 |  |  | 3.5 CORE | OEM | PVC | 70 SQMM X 3.5 CORE Armoured CABLE | https://drive.google.com/file/d/1rHo_wB11qlLqS_JeWSLovPpE02ZsaALv/view?usp=sharing
827 | HDC | Copper Armoured Cable - 2XWY / 2XFY (IS 7098 Pt-1 1988) | Copper Armoured Cable |  |  | Per Meter | Polycab |  | 40 % |  | IN STOCK |  | Armoured | BLACK |  |  |  | 95 |  |  | 3.5 CORE | OEM | PVC | 95 SQMM X 3.5 CORE Armoured CABLE | https://drive.google.com/file/d/1rHo_wB11qlLqS_JeWSLovPpE02ZsaALv/view?usp=sharing
828 | HDC | Copper Armoured Cable - 2XWY / 2XFY (IS 7098 Pt-1 1988) | Copper Armoured Cable |  |  | Per Meter | Polycab |  | 40 % |  | IN STOCK |  | Armoured | BLACK |  |  |  | 120 |  |  | 3.5 CORE | OEM | PVC | 120 SQMM X 3.5 CORE Armoured CABLE | https://drive.google.com/file/d/1rHo_wB11qlLqS_JeWSLovPpE02ZsaALv/view?usp=sharing
829 | HDC | Copper Armoured Cable - 2XWY / 2XFY (IS 7098 Pt-1 1988) | Copper Armoured Cable |  |  | Per Meter | Polycab |  | 40 % |  | IN STOCK |  | Armoured | BLACK |  |  |  | 150 |  |  | 3.5 CORE | OEM | PVC | 150 SQMM X 3.5 CORE Armoured CABLE | https://drive.google.com/file/d/1rHo_wB11qlLqS_JeWSLovPpE02ZsaALv/view?usp=sharing
830 | HDC | Copper Armoured Cable - 2XWY / 2XFY (IS 7098 Pt-1 1988) | Copper Armoured Cable |  |  | Per Meter | Polycab |  | 40 % |  | IN STOCK |  | Armoured | BLACK |  |  |  | 185 |  |  | 3.5 CORE | OEM | PVC | 185 SQMM X 3.5 CORE Armoured CABLE | https://drive.google.com/file/d/1rHo_wB11qlLqS_JeWSLovPpE02ZsaALv/view?usp=sharing
831 | HDC | Copper Armoured Cable - 2XWY / 2XFY (IS 7098 Pt-1 1988) | Copper Armoured Cable |  |  | Per Meter | Polycab |  | 40 % |  | IN STOCK |  | Armoured | BLACK |  |  |  | 240 |  |  | 3.5 CORE | OEM | PVC | 240 SQMM X 3.5 CORE Armoured CABLE | https://drive.google.com/file/d/1rHo_wB11qlLqS_JeWSLovPpE02ZsaALv/view?usp=sharing
832 | HDC | Copper Armoured Cable - 2XWY / 2XFY (IS 7098 Pt-1 1988) | Copper Armoured Cable |  |  | Per Meter | Polycab |  | 40 % |  | IN STOCK |  | Armoured | BLACK |  |  |  | 300 |  |  | 3.5 CORE | OEM | PVC | 300 SQMM X 3.5 CORE Armoured CABLE | https://drive.google.com/file/d/1rHo_wB11qlLqS_JeWSLovPpE02ZsaALv/view?usp=sharing
833 | HDC | Copper Armoured Cable - 2XWY / 2XFY (IS 7098 Pt-1 1988) | Copper Armoured Cable |  |  | Per Meter | Polycab |  | 40 % |  | IN STOCK |  | Armoured | BLACK |  |  |  | 400 |  |  | 3.5 CORE | OEM | PVC | 400 SQMM X 3.5 CORE Armoured CABLE | https://drive.google.com/file/d/1rHo_wB11qlLqS_JeWSLovPpE02ZsaALv/view?usp=sharing
834 | HDC | Copper Armoured Cable - 2XWY / 2XFY (IS 7098 Pt-1 1988) | Copper Armoured Cable |  |  | Per Meter | Polycab | 1708.8 | 40 % | 2848 | IN STOCK | Copper | Armoured | BLACK | Class 2 (Stranded) | PVC | PVC | 1.5 |  | 650/1100V | 30 CORE | OEM | PVC | 1.5 SQMM X 30 CORE Armoured Copper CABLE | https://drive.google.com/file/d/1rHo_wB11qlLqS_JeWSLovPpE02ZsaALv/view?usp=sharing
835 | HDC | Copper Armoured Cable - 2XWY / 2XFY (IS 7098 Pt-1 1988) | Copper Armoured Cable |  |  | Per Meter | Polycab | 3020.4 | 40 % | 5034 | IN STOCK | Copper | Armoured | BLACK | Class 2 (Stranded) | PVC | PVC | 2.5 |  | 650/1100V | 30 CORE | OEM | PVC | 2.5 SQMM X 30 CORE Armoured Copper CABLE | https://drive.google.com/file/d/1rHo_wB11qlLqS_JeWSLovPpE02ZsaALv/view?usp=sharing
836 | HDC | Copper Armoured Cable - 2XWY / 2XFY (IS 7098 Pt-1 1988) | Copper Armoured Cable |  |  | Per Meter | Polycab | 2217 | 40 % | 3695 | IN STOCK | Copper | Armoured | BLACK | Class 2 (Stranded) | PVC | PVC | 1.5 |  | 650/1100V | 37 CORE | OEM | PVC | 1.5 SQMM X 37 CORE Armoured Copper CABLE | https://drive.google.com/file/d/1rHo_wB11qlLqS_JeWSLovPpE02ZsaALv/view?usp=sharing
837 | HDC | Copper Armoured Cable - 2XWY / 2XFY (IS 7098 Pt-1 1988) | Copper Armoured Cable |  |  | Per Meter | Polycab | 3526.8 | 40 % | 5878 | IN STOCK | Copper | Armoured | BLACK | Class 2 (Stranded) | PVC | PVC | 2.5 |  | 650/1100V | 37 CORE | OEM | PVC | 2.5 SQMM X 37 CORE Armoured Copper CABLE | https://drive.google.com/file/d/1rHo_wB11qlLqS_JeWSLovPpE02ZsaALv/view?usp=sharing
838 | HDC | Copper Armoured Cable - 2XWY / 2XFY (IS 7098 Pt-1 1988) | Copper Armoured Cable |  |  | Per Meter | Polycab | 594 | 40 % | 990 | IN STOCK | Copper | Armoured | BLACK | Class 2 (Stranded) | PVC | PVC | 4 |  | 650/1100V | 4 CORE | OEM | PVC | 4 SQMM X 4 CORE Armoured Copper CABLE | https://drive.google.com/file/d/13BWGkHQzgBHhdcbHGcA0OuQNtFckA6KZ/view?usp=sharing
839 | HDC | Copper Armoured Cable - 2XWY / 2XFY (IS 7098 Pt-1 1988) | Copper Armoured Cable |  |  | Per Meter | Polycab | 859.8 | 40 % | 1433 | IN STOCK | Copper | Armoured | BLACK | Class 2 (Stranded) | PVC | PVC | 6 |  | 650/1100V | 4 CORE | OEM | PVC | 6 SQMM X 4 CORE Armoured Copper CABLE | https://drive.google.com/file/d/13BWGkHQzgBHhdcbHGcA0OuQNtFckA6KZ/view?usp=sharing
840 | HDC | Copper Armoured Cable - 2XWY / 2XFY (IS 7098 Pt-1 1988) | Copper Armoured Cable |  |  | Per Meter | Polycab | 1431.6 | 40 % | 2386 | IN STOCK | Copper | Armoured | BLACK | Class 2 (Stranded) | PVC | PVC | 10 |  | 650/1100V | 4 CORE | OEM | PVC | 10 SQMM X 4 CORE Armoured Copper CABLE | https://drive.google.com/file/d/13BWGkHQzgBHhdcbHGcA0OuQNtFckA6KZ/view?usp=sharing
841 | HDC | Copper Armoured Cable - 2XWY / 2XFY (IS 7098 Pt-1 1988) | Copper Armoured Cable |  |  | Per Meter | Polycab | 2111.4 | 40 % | 3519 | IN STOCK | Copper | Armoured | BLACK | Class 2 (Stranded) | PVC | PVC | 16 |  | 650/1100V | 4 CORE | OEM | PVC | 16 SQMM X 4 CORE Armoured Copper CABLE | https://drive.google.com/file/d/13BWGkHQzgBHhdcbHGcA0OuQNtFckA6KZ/view?usp=sharing
842 | HDC | Copper Armoured Cable - 2XWY / 2XFY (IS 7098 Pt-1 1988) | Copper Armoured Cable |  |  | Per Meter | Polycab | 3340.8 | 40 % | 5568 | IN STOCK | Copper | Armoured | BLACK | Class 2 (Stranded) | PVC | PVC | 25 |  | 650/1100V | 4 CORE | OEM | PVC | 25 SQMM X 4 CORE Armoured Copper CABLE | https://drive.google.com/file/d/13BWGkHQzgBHhdcbHGcA0OuQNtFckA6KZ/view?usp=sharing
843 | HDC | Copper Armoured Cable - 2XWY / 2XFY (IS 7098 Pt-1 1988) | Copper Armoured Cable |  |  | Per Meter | Polycab | 4794 | 40 % | 7990 | IN STOCK | Copper | Armoured | BLACK | Class 2 (Stranded) | PVC | PVC | 35 |  | 650/1100V | 4 CORE | OEM | PVC | 35 SQMM X 4 CORE Armoured Copper CABLE | https://drive.google.com/file/d/13BWGkHQzgBHhdcbHGcA0OuQNtFckA6KZ/view?usp=sharing
844 | HDC | Copper Armoured Cable - 2XWY / 2XFY (IS 7098 Pt-1 1988) | Copper Armoured Cable |  |  | Per Meter | Polycab | 6533.4 | 40 % | 10889 | IN STOCK | Copper | Armoured | BLACK | Class 2 (Stranded) | PVC | PVC | 50 |  | 650/1100V | 4 CORE | OEM | PVC | 50 SQMM X 4 CORE Armoured Copper CABLE | https://drive.google.com/file/d/13BWGkHQzgBHhdcbHGcA0OuQNtFckA6KZ/view?usp=sharing
845 | HDC | Copper Armoured Cable - 2XWY / 2XFY (IS 7098 Pt-1 1988) | Copper Armoured Cable |  |  | Per Meter | Polycab | 9494.4 | 40 % | 15824 | IN STOCK | Copper | Armoured | BLACK | Class 2 (Stranded) | PVC | PVC | 70 |  | 650/1100V | 4 CORE | OEM | PVC | 70 SQMM X 4 CORE Armoured Copper CABLE | https://drive.google.com/file/d/13BWGkHQzgBHhdcbHGcA0OuQNtFckA6KZ/view?usp=sharing
846 | HDC | Copper Armoured Cable - 2XWY / 2XFY (IS 7098 Pt-1 1988) | Copper Armoured Cable |  |  | Per Meter | Polycab | 13413.6 | 40 % | 22356 | IN STOCK | Copper | Armoured | BLACK | Class 2 (Stranded) | PVC | PVC | 95 |  | 650/1100V | 4 CORE | OEM | PVC | 95 SQMM X 4 CORE Armoured Copper CABLE | https://drive.google.com/file/d/13BWGkHQzgBHhdcbHGcA0OuQNtFckA6KZ/view?usp=sharing
847 | HDC | Copper Armoured Cable - 2XWY / 2XFY (IS 7098 Pt-1 1988) | Copper Armoured Cable |  |  | Per Meter | Polycab | 16695.6 | 40 % | 27826 | IN STOCK | Copper | Armoured | BLACK | Class 2 (Stranded) | PVC | PVC | 120 |  | 650/1100V | 4 CORE | OEM | PVC | 120 SQMM X 4 CORE Armoured Copper CABLE | https://drive.google.com/file/d/13BWGkHQzgBHhdcbHGcA0OuQNtFckA6KZ/view?usp=sharing
848 | HDC | Copper Armoured Cable - 2XWY / 2XFY (IS 7098 Pt-1 1988) | Copper Armoured Cable |  |  | Per Meter | Polycab | 20661 | 40 % | 34435 | IN STOCK | Copper | Armoured | BLACK | Class 2 (Stranded) | PVC | PVC | 150 |  | 650/1100V | 4 CORE | OEM | PVC | 150 SQMM X 4 CORE Armoured Copper CABLE | https://drive.google.com/file/d/13BWGkHQzgBHhdcbHGcA0OuQNtFckA6KZ/view?usp=sharing
849 | HDC | Copper Armoured Cable - 2XWY / 2XFY (IS 7098 Pt-1 1988) | Copper Armoured Cable |  |  | Per Meter | Polycab | 25848.6 | 40 % | 43081 | IN STOCK | Copper | Armoured | BLACK | Class 2 (Stranded) | PVC | PVC | 185 |  | 650/1100V | 4 CORE | OEM | PVC | 185 SQMM X 4 CORE Armoured Copper CABLE | https://drive.google.com/file/d/13BWGkHQzgBHhdcbHGcA0OuQNtFckA6KZ/view?usp=sharing
850 | HDC | Copper Armoured Cable - 2XWY / 2XFY (IS 7098 Pt-1 1988) | Copper Armoured Cable |  |  | Per Meter | Polycab | 33796.2 | 40 % | 56327 | IN STOCK | Copper | Armoured | BLACK | Class 2 (Stranded) | PVC | PVC | 240 |  | 650/1100V | 4 CORE | OEM | PVC | 240 SQMM X 4 CORE Armoured Copper CABLE | https://drive.google.com/file/d/13BWGkHQzgBHhdcbHGcA0OuQNtFckA6KZ/view?usp=sharing
851 | HDC | Copper Armoured Cable - 2XWY / 2XFY (IS 7098 Pt-1 1988) | Copper Armoured Cable |  |  | Per Meter | Polycab | 42889.8 | 40 % | 71483 | IN STOCK | Copper | Armoured | BLACK | Class 2 (Stranded) | PVC | PVC | 300 |  | 650/1100V | 4 CORE | OEM | PVC | 300 SQMM X 4 CORE Armoured Copper CABLE | https://drive.google.com/file/d/13BWGkHQzgBHhdcbHGcA0OuQNtFckA6KZ/view?usp=sharing
852 | HDC | Copper Armoured Cable - 2XWY / 2XFY (IS 7098 Pt-1 1988) | Copper Armoured Cable |  |  | Per Meter | Polycab | 58575.6 | 40 % | 97626 | IN STOCK | Copper | Armoured | BLACK | Class 2 (Stranded) | PVC | PVC | 400 |  | 650/1100V | 4 CORE | OEM | PVC | 400 SQMM X 4 CORE Armoured Copper CABLE | https://drive.google.com/file/d/13BWGkHQzgBHhdcbHGcA0OuQNtFckA6KZ/view?usp=sharing
853 | HDC | Copper Armoured Cable - 2XWY / 2XFY (IS 7098 Pt-1 1988) | Copper Armoured Cable |  |  | Per Meter | Polycab | 271.2 | 40 % | 452 | IN STOCK | Copper | Armoured | BLACK | Class 2 (Stranded) | PVC | PVC | 1.5 |  | 650/1100V | 4 CORE | OEM | PVC | 1.5 SQMM X 4 CORE Armoured Copper CABLE | https://drive.google.com/file/d/13BWGkHQzgBHhdcbHGcA0OuQNtFckA6KZ/view?usp=sharing
854 | HDC | Copper Armoured Cable - 2XWY / 2XFY (IS 7098 Pt-1 1988) | Copper Armoured Cable |  |  | Per Meter | Polycab | 409.2 | 40 % | 682 | IN STOCK | Copper | Armoured | BLACK | Class 2 (Stranded) | PVC | PVC | 2.5 |  | 650/1100V | 4 CORE | OEM | PVC | 2.5 SQMM X 4 CORE Armoured Copper CABLE | https://drive.google.com/file/d/13BWGkHQzgBHhdcbHGcA0OuQNtFckA6KZ/view?usp=sharing
855 | HDC | Copper Armoured Cable - 2XWY / 2XFY (IS 7098 Pt-1 1988) | Copper Armoured Cable |  |  | Per Meter | Polycab | 829.2 | 40 % | 1382 | IN STOCK | Copper | Armoured | BLACK | Class 2 (Stranded) | PVC | PVC | 4 |  | 650/1100V | 5 CORE | OEM | PVC | 4 SQMM X 5 CORE Armoured Copper CABLE | https://drive.google.com/file/d/1USIy1SFBfpdy92W50iwm-PepEo9wrQKh/view?usp=sharing
856 | HDC | Copper Armoured Cable - 2XWY / 2XFY (IS 7098 Pt-1 1988) | Copper Armoured Cable |  |  | Per Meter | Polycab | 1231.8 | 40 % | 2053 | IN STOCK | Copper | Armoured | BLACK | Class 2 (Stranded) | PVC | PVC | 6 |  | 650/1100V | 5 CORE | OEM | PVC | 6 SQMM X 5 CORE Armoured Copper CABLE | https://drive.google.com/file/d/1USIy1SFBfpdy92W50iwm-PepEo9wrQKh/view?usp=sharing
857 | HDC | Copper Armoured Cable - 2XWY / 2XFY (IS 7098 Pt-1 1988) | Copper Armoured Cable |  |  | Per Meter | Polycab | 1894.8 | 40 % | 3158 | IN STOCK | Copper | Armoured | BLACK | Class 2 (Stranded) | PVC | PVC | 10 |  | 650/1100V | 5 CORE | OEM | PVC | 10 SQMM X 5 CORE Armoured Copper CABLE | https://drive.google.com/file/d/1USIy1SFBfpdy92W50iwm-PepEo9wrQKh/view?usp=sharing
858 | HDC | Copper Armoured Cable - 2XWY / 2XFY (IS 7098 Pt-1 1988) | Copper Armoured Cable |  |  | Per Meter | Polycab | 2823 | 40 % | 4705 | IN STOCK | Copper | Armoured | BLACK | Class 2 (Stranded) | PVC | PVC | 16 |  | 650/1100V | 5 CORE | OEM | PVC | 16 SQMM X 5 CORE Armoured Copper CABLE | https://drive.google.com/file/d/1USIy1SFBfpdy92W50iwm-PepEo9wrQKh/view?usp=sharing
859 | HDC | Copper Armoured Cable - 2XWY / 2XFY (IS 7098 Pt-1 1988) | Copper Armoured Cable |  |  | Per Meter | Polycab | 5154 | 40 % | 8590 | IN STOCK | Copper | Armoured | BLACK | Class 2 (Stranded) | PVC | PVC | 25 |  | 650/1100V | 5 CORE | OEM | PVC | 25 SQMM X 5 CORE Armoured Copper CABLE | https://drive.google.com/file/d/1USIy1SFBfpdy92W50iwm-PepEo9wrQKh/view?usp=sharing
860 | HDC | Copper Armoured Cable - 2XWY / 2XFY (IS 7098 Pt-1 1988) | Copper Armoured Cable |  |  | Per Meter | Polycab | 7103.4 | 40 % | 11839 | IN STOCK | Copper | Armoured | BLACK | Class 2 (Stranded) | PVC | PVC | 35 |  | 650/1100V | 5 CORE | OEM | PVC | 35 SQMM X 5 CORE Armoured Copper CABLE | https://drive.google.com/file/d/1USIy1SFBfpdy92W50iwm-PepEo9wrQKh/view?usp=sharing
861 | HDC | Copper Armoured Cable - 2XWY / 2XFY (IS 7098 Pt-1 1988) | Copper Armoured Cable |  |  | Per Meter | Polycab | 9767.4 | 40 % | 16279 | IN STOCK | Copper | Armoured | BLACK | Class 2 (Stranded) | PVC | PVC | 50 |  | 650/1100V | 5 CORE | OEM | PVC | 50 SQMM X 5 CORE Armoured Copper CABLE | https://drive.google.com/file/d/1USIy1SFBfpdy92W50iwm-PepEo9wrQKh/view?usp=sharing
862 | HDC | Copper Armoured Cable - 2XWY / 2XFY (IS 7098 Pt-1 1988) | Copper Armoured Cable |  |  | Per Meter | Polycab | 0 | 40 % |  | IN STOCK | Copper | Armoured | BLACK | Class 2 (Stranded) | PVC | PVC | 70 |  | 650/1100V | 5 CORE | OEM | PVC | 70 SQMM X 5 CORE Armoured Copper CABLE | https://drive.google.com/file/d/1USIy1SFBfpdy92W50iwm-PepEo9wrQKh/view?usp=sharing
863 | HDC | Copper Armoured Cable - 2XWY / 2XFY (IS 7098 Pt-1 1988) | Copper Armoured Cable |  |  | Per Meter | Polycab | 0 | 40 % |  | IN STOCK | Copper | Armoured | BLACK | Class 2 (Stranded) | PVC | PVC | 95 |  | 650/1100V | 5 CORE | OEM | PVC | 95 SQMM X 5 CORE Armoured Copper CABLE | https://drive.google.com/file/d/1USIy1SFBfpdy92W50iwm-PepEo9wrQKh/view?usp=sharing
864 | HDC | Copper Armoured Cable - 2XWY / 2XFY (IS 7098 Pt-1 1988) | Copper Armoured Cable |  |  | Per Meter | Polycab | 0 | 40 % |  | IN STOCK | Copper | Armoured | BLACK | Class 2 (Stranded) | PVC | PVC | 120 |  | 650/1100V | 5 CORE | OEM | PVC | 120 SQMM X 5 CORE Armoured Copper CABLE | https://drive.google.com/file/d/1USIy1SFBfpdy92W50iwm-PepEo9wrQKh/view?usp=sharing
865 | HDC | Copper Armoured Cable - 2XWY / 2XFY (IS 7098 Pt-1 1988) | Copper Armoured Cable |  |  | Per Meter | Polycab | 0 | 40 % |  | IN STOCK | Copper | Armoured | BLACK | Class 2 (Stranded) | PVC | PVC | 150 |  | 650/1100V | 5 CORE | OEM | PVC | 150 SQMM X 5 CORE Armoured Copper CABLE | https://drive.google.com/file/d/1USIy1SFBfpdy92W50iwm-PepEo9wrQKh/view?usp=sharing
866 | HDC | Copper Armoured Cable - 2XWY / 2XFY (IS 7098 Pt-1 1988) | Copper Armoured Cable |  |  | Per Meter | Polycab | 0 | 40 % |  | IN STOCK | Copper | Armoured | BLACK | Class 2 (Stranded) | PVC | PVC | 185 |  | 650/1100V | 5 CORE | OEM | PVC | 185 SQMM X 5 CORE Armoured Copper CABLE | https://drive.google.com/file/d/1USIy1SFBfpdy92W50iwm-PepEo9wrQKh/view?usp=sharing
867 | HDC | Copper Armoured Cable - 2XWY / 2XFY (IS 7098 Pt-1 1988) | Copper Armoured Cable |  |  | Per Meter | Polycab | 0 | 40 % |  | IN STOCK | Copper | Armoured | BLACK | Class 2 (Stranded) | PVC | PVC | 240 |  | 650/1100V | 5 CORE | OEM | PVC | 240 SQMM X 5 CORE Armoured Copper CABLE | https://drive.google.com/file/d/1USIy1SFBfpdy92W50iwm-PepEo9wrQKh/view?usp=sharing
868 | HDC | Copper Armoured Cable - 2XWY / 2XFY (IS 7098 Pt-1 1988) | Copper Armoured Cable |  |  | Per Meter | Polycab | 0 | 40 % |  | IN STOCK | Copper | Armoured | BLACK | Class 2 (Stranded) | PVC | PVC | 300 |  | 650/1100V | 5 CORE | OEM | PVC | 300 SQMM X 5 CORE Armoured Copper CABLE | https://drive.google.com/file/d/1USIy1SFBfpdy92W50iwm-PepEo9wrQKh/view?usp=sharing
869 | HDC | Copper Armoured Cable - 2XWY / 2XFY (IS 7098 Pt-1 1988) | Copper Armoured Cable |  |  | Per Meter | Polycab | 0 | 40 % |  | IN STOCK | Copper | Armoured | BLACK | Class 2 (Stranded) | PVC | PVC | 400 |  | 650/1100V | 5 CORE | OEM | PVC | 400 SQMM X 5 CORE Armoured Copper CABLE | https://drive.google.com/file/d/1USIy1SFBfpdy92W50iwm-PepEo9wrQKh/view?usp=sharing
870 | HDC | Copper Armoured Cable - 2XWY / 2XFY (IS 7098 Pt-1 1988) | Copper Armoured Cable |  |  | Per Meter | Polycab | 345 | 40 % | 575 | IN STOCK | Copper | Armoured | BLACK | Class 2 (Stranded) | PVC | PVC | 1.5 |  | 650/1100V | 5 CORE | OEM | PVC | 1.5 SQMM X 5 CORE Armoured Copper CABLE | https://drive.google.com/file/d/1USIy1SFBfpdy92W50iwm-PepEo9wrQKh/view?usp=sharing
871 | HDC | Copper Armoured Cable - 2XWY / 2XFY (IS 7098 Pt-1 1988) | Copper Armoured Cable |  |  | Per Meter | Polycab | 508.2 | 40 % | 847 | IN STOCK | Copper | Armoured | BLACK | Class 2 (Stranded) | PVC | PVC | 2.5 |  | 650/1100V | 5 CORE | OEM | PVC | 2.5 SQMM X 5 CORE Armoured Copper CABLE | https://drive.google.com/file/d/1USIy1SFBfpdy92W50iwm-PepEo9wrQKh/view?usp=sharing
872 | HDC | Copper Armoured Cable - 2XWY / 2XFY (IS 7098 Pt-1 1988) | Copper Armoured Cable |  |  | Per Meter | Polycab | 984 | 40 % | 1640 | IN STOCK | Copper | Armoured | BLACK | Class 2 (Stranded) | PVC | PVC | 4 |  | 650/1100V | 6 CORE | OEM | PVC | 4 SQMM X 6 CORE Armoured Copper CABLE | https://drive.google.com/file/d/1z7ePoSvhzs1yM8-4OOQDbTsb4igHTAQT/view?usp=sharing
873 | HDC | Copper Armoured Cable - 2XWY / 2XFY (IS 7098 Pt-1 1988) | Copper Armoured Cable |  |  | Per Meter | Polycab | 1480.8 | 40 % | 2468 | IN STOCK | Copper | Armoured | BLACK | Class 2 (Stranded) | PVC | PVC | 6 |  | 650/1100V | 6 CORE | OEM | PVC | 6 SQMM X 6 CORE Armoured Copper CABLE | https://drive.google.com/file/d/1z7ePoSvhzs1yM8-4OOQDbTsb4igHTAQT/view?usp=sharing
874 | HDC | Copper Armoured Cable - 2XWY / 2XFY (IS 7098 Pt-1 1988) | Copper Armoured Cable |  |  | Per Meter | Polycab | 0 | 40 % |  | IN STOCK | Copper | Armoured | BLACK | Class 2 (Stranded) | PVC | PVC | 10 |  | 650/1100V | 6 CORE | OEM | PVC | 10 SQMM X 6 CORE Armoured Copper CABLE | https://drive.google.com/file/d/1z7ePoSvhzs1yM8-4OOQDbTsb4igHTAQT/view?usp=sharing
875 | HDC | Copper Armoured Cable - 2XWY / 2XFY (IS 7098 Pt-1 1988) | Copper Armoured Cable |  |  | Per Meter | Polycab | 0 | 40 % |  | IN STOCK | Copper | Armoured | BLACK | Class 2 (Stranded) | PVC | PVC | 16 |  | 650/1100V | 6 CORE | OEM | PVC | 16 SQMM X 6 CORE Armoured Copper CABLE | https://drive.google.com/file/d/1z7ePoSvhzs1yM8-4OOQDbTsb4igHTAQT/view?usp=sharing
876 | HDC | Copper Armoured Cable - 2XWY / 2XFY (IS 7098 Pt-1 1988) | Copper Armoured Cable |  |  | Per Meter | Polycab | 0 | 40 % |  | IN STOCK | Copper | Armoured | BLACK | Class 2 (Stranded) | PVC | PVC | 25 |  | 650/1100V | 6 CORE | OEM | PVC | 25 SQMM X 6 CORE Armoured Copper CABLE | https://drive.google.com/file/d/1z7ePoSvhzs1yM8-4OOQDbTsb4igHTAQT/view?usp=sharing
877 | HDC | Copper Armoured Cable - 2XWY / 2XFY (IS 7098 Pt-1 1988) | Copper Armoured Cable |  |  | Per Meter | Polycab | 0 | 40 % |  | IN STOCK | Copper | Armoured | BLACK | Class 2 (Stranded) | PVC | PVC | 35 |  | 650/1100V | 6 CORE | OEM | PVC | 35 SQMM X 6 CORE Armoured Copper CABLE | https://drive.google.com/file/d/1z7ePoSvhzs1yM8-4OOQDbTsb4igHTAQT/view?usp=sharing
878 | HDC | Copper Armoured Cable - 2XWY / 2XFY (IS 7098 Pt-1 1988) | Copper Armoured Cable |  |  | Per Meter | Polycab | 0 | 40 % |  | IN STOCK | Copper | Armoured | BLACK | Class 2 (Stranded) | PVC | PVC | 50 |  | 650/1100V | 6 CORE | OEM | PVC | 50 SQMM X 6 CORE Armoured Copper CABLE | https://drive.google.com/file/d/1z7ePoSvhzs1yM8-4OOQDbTsb4igHTAQT/view?usp=sharing
879 | HDC | Copper Armoured Cable - 2XWY / 2XFY (IS 7098 Pt-1 1988) | Copper Armoured Cable |  |  | Per Meter | Polycab | 0 | 40 % |  | IN STOCK | Copper | Armoured | BLACK | Class 2 (Stranded) | PVC | PVC | 70 |  | 650/1100V | 6 CORE | OEM | PVC | 70 SQMM X 6 CORE Armoured Copper CABLE | https://drive.google.com/file/d/1z7ePoSvhzs1yM8-4OOQDbTsb4igHTAQT/view?usp=sharing
880 | HDC | Copper Armoured Cable - 2XWY / 2XFY (IS 7098 Pt-1 1988) | Copper Armoured Cable |  |  | Per Meter | Polycab | 0 | 40 % |  | IN STOCK | Copper | Armoured | BLACK | Class 2 (Stranded) | PVC | PVC | 95 |  | 650/1100V | 6 CORE | OEM | PVC | 95 SQMM X 6 CORE Armoured Copper CABLE | https://drive.google.com/file/d/1z7ePoSvhzs1yM8-4OOQDbTsb4igHTAQT/view?usp=sharing
881 | HDC | Copper Armoured Cable - 2XWY / 2XFY (IS 7098 Pt-1 1988) | Copper Armoured Cable |  |  | Per Meter | Polycab | 0 | 40 % |  | IN STOCK | Copper | Armoured | BLACK | Class 2 (Stranded) | PVC | PVC | 120 |  | 650/1100V | 6 CORE | OEM | PVC | 120 SQMM X 6 CORE Armoured Copper CABLE | https://drive.google.com/file/d/1z7ePoSvhzs1yM8-4OOQDbTsb4igHTAQT/view?usp=sharing
882 | HDC | Copper Armoured Cable - 2XWY / 2XFY (IS 7098 Pt-1 1988) | Copper Armoured Cable |  |  | Per Meter | Polycab | 0 | 40 % |  | IN STOCK | Copper | Armoured | BLACK | Class 2 (Stranded) | PVC | PVC | 150 |  | 650/1100V | 6 CORE | OEM | PVC | 150 SQMM X 6 CORE Armoured Copper CABLE | https://drive.google.com/file/d/1z7ePoSvhzs1yM8-4OOQDbTsb4igHTAQT/view?usp=sharing
883 | HDC | Copper Armoured Cable - 2XWY / 2XFY (IS 7098 Pt-1 1988) | Copper Armoured Cable |  |  | Per Meter | Polycab | 0 | 40 % |  | IN STOCK | Copper | Armoured | BLACK | Class 2 (Stranded) | PVC | PVC | 185 |  | 650/1100V | 6 CORE | OEM | PVC | 185 SQMM X 6 CORE Armoured Copper CABLE | https://drive.google.com/file/d/1z7ePoSvhzs1yM8-4OOQDbTsb4igHTAQT/view?usp=sharing
884 | HDC | Copper Armoured Cable - 2XWY / 2XFY (IS 7098 Pt-1 1988) | Copper Armoured Cable |  |  | Per Meter | Polycab | 0 | 40 % |  | IN STOCK | Copper | Armoured | BLACK | Class 2 (Stranded) | PVC | PVC | 240 |  | 650/1100V | 6 CORE | OEM | PVC | 240 SQMM X 6 CORE Armoured Copper CABLE | https://drive.google.com/file/d/1z7ePoSvhzs1yM8-4OOQDbTsb4igHTAQT/view?usp=sharing
885 | HDC | Copper Armoured Cable - 2XWY / 2XFY (IS 7098 Pt-1 1988) | Copper Armoured Cable |  |  | Per Meter | Polycab | 0 | 40 % |  | IN STOCK | Copper | Armoured | BLACK | Class 2 (Stranded) | PVC | PVC | 300 |  | 650/1100V | 6 CORE | OEM | PVC | 300 SQMM X 6 CORE Armoured Copper CABLE | https://drive.google.com/file/d/1z7ePoSvhzs1yM8-4OOQDbTsb4igHTAQT/view?usp=sharing
886 | HDC | Copper Armoured Cable - 2XWY / 2XFY (IS 7098 Pt-1 1988) | Copper Armoured Cable |  |  | Per Meter | Polycab | 0 | 40 % |  | IN STOCK | Copper | Armoured | BLACK | Class 2 (Stranded) | PVC | PVC | 400 |  | 650/1100V | 6 CORE | OEM | PVC | 400 SQMM X 6 CORE Armoured Copper CABLE | https://drive.google.com/file/d/1z7ePoSvhzs1yM8-4OOQDbTsb4igHTAQT/view?usp=sharing
887 | HDC | Copper Armoured Cable - 2XWY / 2XFY (IS 7098 Pt-1 1988) | Copper Armoured Cable |  |  | Per Meter | Polycab | 416.4 | 40 % | 694 | IN STOCK | Copper | Armoured | BLACK | Class 2 (Stranded) | PVC | PVC | 1.5 |  | 650/1100V | 6 CORE | OEM | PVC | 1.5 SQMM X 6 CORE Armoured Copper CABLE | https://drive.google.com/file/d/1z7ePoSvhzs1yM8-4OOQDbTsb4igHTAQT/view?usp=sharing
888 | HDC | Copper Armoured Cable - 2XWY / 2XFY (IS 7098 Pt-1 1988) | Copper Armoured Cable |  |  | Per Meter | Polycab | 595.8 | 40 % | 993 | IN STOCK | Copper | Armoured | BLACK | Class 2 (Stranded) | PVC | PVC | 2.5 |  | 650/1100V | 6 CORE | OEM | PVC | 2.5 SQMM X 6 CORE Armoured Copper CABLE | https://drive.google.com/file/d/1z7ePoSvhzs1yM8-4OOQDbTsb4igHTAQT/view?usp=sharing
889 | HDC | Copper Armoured Cable - 2XWY / 2XFY (IS 7098 Pt-1 1988) | Copper Armoured Cable |  |  | Per Meter | Polycab | 433.8 | 40 % | 723 | IN STOCK | Copper | Armoured | BLACK | Class 2 (Stranded) | PVC | PVC | 1.5 |  | 650/1100V | 7 CORE | OEM | PVC | 1.5 SQMM X 7 CORE Armoured Copper CABLE | https://drive.google.com/file/d/1yVUxsqGHnWVXobqmOu6H7Yy8077GdARF/view?usp=sharing
890 | HDC | Copper Armoured Cable - 2XWY / 2XFY (IS 7098 Pt-1 1988) | Copper Armoured Cable |  |  | Per Meter | Polycab | 693 | 40 % | 1155 | IN STOCK | Copper | Armoured | BLACK | Class 2 (Stranded) | PVC | PVC | 2.5 |  | 650/1100V | 7 CORE | OEM | PVC | 2.5 SQMM X 7 CORE Armoured Copper CABLE | https://drive.google.com/file/d/1yVUxsqGHnWVXobqmOu6H7Yy8077GdARF/view?usp=sharing
891 | HDC | Copper Armoured Cable - 2XWY / 2XFY (IS 7098 Pt-1 1988) | Copper Armoured Cable |  |  | Per Meter | Polycab | 493.2 | 40 % | 822 | IN STOCK | Copper | Armoured | BLACK | Class 2 (Stranded) | PVC | PVC | 1.5 |  | 650/1100V | 8 CORE | OEM | PVC | 1.5 SQMM X 8 CORE Armoured Copper CABLE | https://drive.google.com/file/d/1yVUxsqGHnWVXobqmOu6H7Yy8077GdARF/view?usp=sharing
892 | HDC | Copper Armoured Cable - 2XWY / 2XFY (IS 7098 Pt-1 1988) | Copper Armoured Cable |  |  | Per Meter | Polycab | 799.2 | 40 % | 1332 | IN STOCK | Copper | Armoured | BLACK | Class 2 (Stranded) | PVC | PVC | 2.5 |  | 650/1100V | 8 CORE | OEM | PVC | 2.5 SQMM X 8 CORE Armoured Copper CABLE | https://drive.google.com/file/d/1yVUxsqGHnWVXobqmOu6H7Yy8077GdARF/view?usp=sharing
893 | HDC | H.T. XLPE Armoured Aluminium Cable | 6.6 KV (UE) / 11 KV (E) |  |  | Per Meter | Polycab | 1085.4 | 40 % | 1809 | IN STOCK | Aluminium | Armoured (Strip Wire) | BLACK | Class 2 (Stranded) |  | XLPE | 3 X 35 |  | 6.6/11 kV | 3 CORE | OEM | PVC | 3 X 35 SQMM X 3 CORE Armoured (Strip Wire) Aluminium CABLE | https://drive.google.com/file/d/1D8fRxM6bg6k0cppVrzVhwV9Sv0Tixohd/view?usp=sharing
894 | HDC | H.T. XLPE Armoured Aluminium Cable | 6.6 KV (UE) / 11 KV (E) - Round Wire |  |  | Per Meter | Polycab | 1356.6 | 40 % | 2261 | IN STOCK | Aluminium | Armoured (Round Wire) | BLACK | Class 2 (Stranded) |  | XLPE | 3 X 35 |  | 6.6/11 kV | 3 CORE | OEM | PVC | 3 X 35 SQMM X 3 CORE Armoured (Round Wire) Aluminium CABLE | https://drive.google.com/file/d/1UvYgelIu-zfX-Xa21MTzoGaDpALyqEj6/view?usp=sharing
895 | HDC | H.T. XLPE Armoured Aluminium Cable | 22 KV (E) |  |  | Per Meter | Polycab | 0 | 40 % |  | IN STOCK | Aluminium | Armoured (Strip Wire) | BLACK | Class 2 (Stranded) |  | XLPE | 3 X 35 |  | 22 kV | 3 CORE | OEM | PVC | 3 X 35 SQMM X 3 CORE Armoured (Strip Wire) Aluminium CABLE | https://drive.google.com/file/d/1D8fRxM6bg6k0cppVrzVhwV9Sv0Tixohd/view?usp=sharing
896 | HDC | H.T. XLPE Armoured Aluminium Cable | 22 KV (E) - Round Wire |  |  | Per Meter | Polycab | 0 | 40 % |  | IN STOCK | Aluminium | Armoured (Round Wire) | BLACK | Class 2 (Stranded) |  | XLPE | 3 X 35 |  | 22 kV | 3 CORE | OEM | PVC | 3 X 35 SQMM X 3 CORE Armoured (Round Wire) Aluminium CABLE | https://drive.google.com/file/d/1UvYgelIu-zfX-Xa21MTzoGaDpALyqEj6/view?usp=sharing
897 | HDC | H.T. XLPE Armoured Aluminium Cable | 33 KV (E) |  |  | Per Meter | Polycab | 0 | 40 % |  | IN STOCK | Aluminium | Armoured (Strip Wire) | BLACK | Class 2 (Stranded) |  | XLPE | 3 X 35 |  | 33 kV | 3 CORE | OEM | PVC | 3 X 35 SQMM X 3 CORE Armoured (Strip Wire) Aluminium CABLE | https://drive.google.com/file/d/1D8fRxM6bg6k0cppVrzVhwV9Sv0Tixohd/view?usp=sharing
898 | HDC | H.T. XLPE Armoured Aluminium Cable | 33 KV (E) - Round Wire |  |  | Per Meter | Polycab | 0 | 40 % |  | IN STOCK | Aluminium | Armoured (Round Wire) | BLACK | Class 2 (Stranded) |  | XLPE | 3 X 35 |  | 33 kV | 3 CORE | OEM | PVC | 3 X 35 SQMM X 3 CORE Armoured (Round Wire) Aluminium CABLE | https://drive.google.com/file/d/1UvYgelIu-zfX-Xa21MTzoGaDpALyqEj6/view?usp=sharing
899 | HDC | H.T. XLPE Armoured Aluminium Cable | 6.6 KV (UE) / 11 KV (E) |  |  | Per Meter | Polycab | 1307.4 | 40 % | 2179 | IN STOCK | Aluminium | Armoured (Strip Wire) | BLACK | Class 2 (Stranded) |  | XLPE | 3 X 50 |  | 6.6/11 kV | 3 CORE | OEM | PVC | 3 X 50 SQMM X 3 CORE Armoured (Strip Wire) Aluminium CABLE | https://drive.google.com/file/d/1D8fRxM6bg6k0cppVrzVhwV9Sv0Tixohd/view?usp=sharing
900 | HDC | H.T. XLPE Armoured Aluminium Cable | 6.6 KV (UE) / 11 KV (E) - Round Wire |  |  | Per Meter | Polycab | 1634.4 | 40 % | 2724 | IN STOCK | Aluminium | Armoured (Round Wire) | BLACK | Class 2 (Stranded) |  | XLPE | 3 X 50 |  | 6.6/11 kV | 3 CORE | OEM | PVC | 3 X 50 SQMM X 3 CORE Armoured (Round Wire) Aluminium CABLE | https://drive.google.com/file/d/1UvYgelIu-zfX-Xa21MTzoGaDpALyqEj6/view?usp=sharing
901 | HDC | H.T. XLPE Armoured Aluminium Cable | 22 KV (E) |  |  | Per Meter | Polycab | 0 | 40 % |  | IN STOCK | Aluminium | Armoured (Strip Wire) | BLACK | Class 2 (Stranded) |  | XLPE | 3 X 50 |  | 22 kV | 3 CORE | OEM | PVC | 3 X 50 SQMM X 3 CORE Armoured (Strip Wire) Aluminium CABLE | https://drive.google.com/file/d/1D8fRxM6bg6k0cppVrzVhwV9Sv0Tixohd/view?usp=sharing
902 | HDC | H.T. XLPE Armoured Aluminium Cable | 22 KV (E) - Round Wire |  |  | Per Meter | Polycab | 0 | 40 % |  | IN STOCK | Aluminium | Armoured (Round Wire) | BLACK | Class 2 (Stranded) |  | XLPE | 3 X 50 |  | 22 kV | 3 CORE | OEM | PVC | 3 X 50 SQMM X 3 CORE Armoured (Round Wire) Aluminium CABLE | https://drive.google.com/file/d/1UvYgelIu-zfX-Xa21MTzoGaDpALyqEj6/view?usp=sharing
903 | HDC | H.T. XLPE Armoured Aluminium Cable | 33 KV (E) |  |  | Per Meter | Polycab | 0 | 40 % |  | IN STOCK | Aluminium | Armoured (Strip Wire) | BLACK | Class 2 (Stranded) |  | XLPE | 3 X 50 |  | 33 kV | 3 CORE | OEM | PVC | 3 X 50 SQMM X 3 CORE Armoured (Strip Wire) Aluminium CABLE | https://drive.google.com/file/d/1D8fRxM6bg6k0cppVrzVhwV9Sv0Tixohd/view?usp=sharing
904 | HDC | H.T. XLPE Armoured Aluminium Cable | 33 KV (E) - Round Wire |  |  | Per Meter | Polycab | 0 | 40 % |  | IN STOCK | Aluminium | Armoured (Round Wire) | BLACK | Class 2 (Stranded) |  | XLPE | 3 X 50 |  | 33 kV | 3 CORE | OEM | PVC | 3 X 50 SQMM X 3 CORE Armoured (Round Wire) Aluminium CABLE | https://drive.google.com/file/d/1UvYgelIu-zfX-Xa21MTzoGaDpALyqEj6/view?usp=sharing
905 | HDC | H.T. XLPE Armoured Aluminium Cable | 6.6 KV (UE) / 11 KV (E) |  |  | Per Meter | Polycab | 1587.6 | 40 % | 2646 | IN STOCK | Aluminium | Armoured (Strip Wire) | BLACK | Class 2 (Stranded) |  | XLPE | 3 X 70 |  | 6.6/11 kV | 3 CORE | OEM | PVC | 3 X 70 SQMM X 3 CORE Armoured (Strip Wire) Aluminium CABLE | https://drive.google.com/file/d/1D8fRxM6bg6k0cppVrzVhwV9Sv0Tixohd/view?usp=sharing
906 | HDC | H.T. XLPE Armoured Aluminium Cable | 6.6 KV (UE) / 11 KV (E) - Round Wire |  |  | Per Meter | Polycab | 1984.8 | 40 % | 3308 | IN STOCK | Aluminium | Armoured (Round Wire) | BLACK | Class 2 (Stranded) |  | XLPE | 3 X 70 |  | 6.6/11 kV | 3 CORE | OEM | PVC | 3 X 70 SQMM X 3 CORE Armoured (Round Wire) Aluminium CABLE | https://drive.google.com/file/d/1UvYgelIu-zfX-Xa21MTzoGaDpALyqEj6/view?usp=sharing
907 | HDC | H.T. XLPE Armoured Aluminium Cable | 22 KV (E) |  |  | Per Meter | Polycab | 0 | 40 % |  | IN STOCK | Aluminium | Armoured (Strip Wire) | BLACK | Class 2 (Stranded) |  | XLPE | 3 X 70 |  | 22 kV | 3 CORE | OEM | PVC | 3 X 70 SQMM X 3 CORE Armoured (Strip Wire) Aluminium CABLE | https://drive.google.com/file/d/1D8fRxM6bg6k0cppVrzVhwV9Sv0Tixohd/view?usp=sharing
908 | HDC | H.T. XLPE Armoured Aluminium Cable | 22 KV (E) - Round Wire |  |  | Per Meter | Polycab | 0 | 40 % |  | IN STOCK | Aluminium | Armoured (Round Wire) | BLACK | Class 2 (Stranded) |  | XLPE | 3 X 70 |  | 22 kV | 3 CORE | OEM | PVC | 3 X 70 SQMM X 3 CORE Armoured (Round Wire) Aluminium CABLE | https://drive.google.com/file/d/1UvYgelIu-zfX-Xa21MTzoGaDpALyqEj6/view?usp=sharing
909 | HDC | H.T. XLPE Armoured Aluminium Cable | 33 KV (E) |  |  | Per Meter | Polycab | 0 | 40 % |  | IN STOCK | Aluminium | Armoured (Strip Wire) | BLACK | Class 2 (Stranded) |  | XLPE | 3 X 70 |  | 33 kV | 3 CORE | OEM | PVC | 3 X 70 SQMM X 3 CORE Armoured (Strip Wire) Aluminium CABLE | https://drive.google.com/file/d/1D8fRxM6bg6k0cppVrzVhwV9Sv0Tixohd/view?usp=sharing
910 | HDC | H.T. XLPE Armoured Aluminium Cable | 33 KV (E) - Round Wire |  |  | Per Meter | Polycab | 0 | 40 % |  | IN STOCK | Aluminium | Armoured (Round Wire) | BLACK | Class 2 (Stranded) |  | XLPE | 3 X 70 |  | 33 kV | 3 CORE | OEM | PVC | 3 X 70 SQMM X 3 CORE Armoured (Round Wire) Aluminium CABLE | https://drive.google.com/file/d/1UvYgelIu-zfX-Xa21MTzoGaDpALyqEj6/view?usp=sharing
911 | HDC | H.T. XLPE Armoured Aluminium Cable | 6.6 KV (UE) / 11 KV (E) |  |  | Per Meter | Polycab | 1894.8 | 40 % | 3158 | IN STOCK | Aluminium | Armoured (Strip Wire) | BLACK | Class 2 (Stranded) |  | XLPE | 3 X 95 |  | 6.6/11 kV | 3 CORE | OEM | PVC | 3 X 95 SQMM X 3 CORE Armoured (Strip Wire) Aluminium CABLE | https://drive.google.com/file/d/1D8fRxM6bg6k0cppVrzVhwV9Sv0Tixohd/view?usp=sharing
912 | HDC | H.T. XLPE Armoured Aluminium Cable | 6.6 KV (UE) / 11 KV (E) - Round Wire |  |  | Per Meter | Polycab | 2368.8 | 40 % | 3948 | IN STOCK | Aluminium | Armoured (Round Wire) | BLACK | Class 2 (Stranded) |  | XLPE | 3 X 95 |  | 6.6/11 kV | 3 CORE | OEM | PVC | 3 X 95 SQMM X 3 CORE Armoured (Round Wire) Aluminium CABLE | https://drive.google.com/file/d/1UvYgelIu-zfX-Xa21MTzoGaDpALyqEj6/view?usp=sharing
913 | HDC | H.T. XLPE Armoured Aluminium Cable | 22 KV (E) |  |  | Per Meter | Polycab | 2442.6 | 40 % | 4071 | IN STOCK | Aluminium | Armoured (Strip Wire) | BLACK | Class 2 (Stranded) |  | XLPE | 3 X 95 |  | 22 kV | 3 CORE | OEM | PVC | 3 X 95 SQMM X 3 CORE Armoured (Strip Wire) Aluminium CABLE | https://drive.google.com/file/d/1D8fRxM6bg6k0cppVrzVhwV9Sv0Tixohd/view?usp=sharing
914 | HDC | H.T. XLPE Armoured Aluminium Cable | 22 KV (E) - Round Wire |  |  | Per Meter | Polycab | 3053.4 | 40 % | 5089 | IN STOCK | Aluminium | Armoured (Round Wire) | BLACK | Class 2 (Stranded) |  | XLPE | 3 X 95 |  | 22 kV | 3 CORE | OEM | PVC | 3 X 95 SQMM X 3 CORE Armoured (Round Wire) Aluminium CABLE | https://drive.google.com/file/d/1UvYgelIu-zfX-Xa21MTzoGaDpALyqEj6/view?usp=sharing
915 | HDC | H.T. XLPE Armoured Aluminium Cable | 33 KV (E) |  |  | Per Meter | Polycab | 3121.2 | 40 % | 5202 | IN STOCK | Aluminium | Armoured (Strip Wire) | BLACK | Class 2 (Stranded) |  | XLPE | 3 X 95 |  | 33 kV | 3 CORE | OEM | PVC | 3 X 95 SQMM X 3 CORE Armoured (Strip Wire) Aluminium CABLE | https://drive.google.com/file/d/1D8fRxM6bg6k0cppVrzVhwV9Sv0Tixohd/view?usp=sharing
916 | HDC | H.T. XLPE Armoured Aluminium Cable | 33 KV (E) - Round Wire |  |  | Per Meter | Polycab | 3901.8 | 40 % | 6503 | IN STOCK | Aluminium | Armoured (Round Wire) | BLACK | Class 2 (Stranded) |  | XLPE | 3 X 95 |  | 33 kV | 3 CORE | OEM | PVC | 3 X 95 SQMM X 3 CORE Armoured (Round Wire) Aluminium CABLE | https://drive.google.com/file/d/1UvYgelIu-zfX-Xa21MTzoGaDpALyqEj6/view?usp=sharing
917 | HDC | H.T. XLPE Armoured Aluminium Cable | 6.6 KV (UE) / 11 KV (E) |  |  | Per Meter | Polycab | 2224.2 | 40 % | 3707 | IN STOCK | Aluminium | Armoured (Strip Wire) | BLACK | Class 2 (Stranded) |  | XLPE | 3 X 120 |  | 6.6/11 kV | 3 CORE | OEM | PVC | 3 X 120 SQMM X 3 CORE Armoured (Strip Wire) Aluminium CABLE | https://drive.google.com/file/d/1D8fRxM6bg6k0cppVrzVhwV9Sv0Tixohd/view?usp=sharing
918 | HDC | H.T. XLPE Armoured Aluminium Cable | 6.6 KV (UE) / 11 KV (E) - Round Wire |  |  | Per Meter | Polycab | 2780.4 | 40 % | 4634 | IN STOCK | Aluminium | Armoured (Round Wire) | BLACK | Class 2 (Stranded) |  | XLPE | 3 X 120 |  | 6.6/11 kV | 3 CORE | OEM | PVC | 3 X 120 SQMM X 3 CORE Armoured (Round Wire) Aluminium CABLE | https://drive.google.com/file/d/1UvYgelIu-zfX-Xa21MTzoGaDpALyqEj6/view?usp=sharing
919 | HDC | H.T. XLPE Armoured Aluminium Cable | 22 KV (E) |  |  | Per Meter | Polycab | 2723.4 | 40 % | 4539 | IN STOCK | Aluminium | Armoured (Strip Wire) | BLACK | Class 2 (Stranded) |  | XLPE | 3 X 120 |  | 22 kV | 3 CORE | OEM | PVC | 3 X 120 SQMM X 3 CORE Armoured (Strip Wire) Aluminium CABLE | https://drive.google.com/file/d/1D8fRxM6bg6k0cppVrzVhwV9Sv0Tixohd/view?usp=sharing
920 | HDC | H.T. XLPE Armoured Aluminium Cable | 22 KV (E) - Round Wire |  |  | Per Meter | Polycab | 3404.4 | 40 % | 5674 | IN STOCK | Aluminium | Armoured (Round Wire) | BLACK | Class 2 (Stranded) |  | XLPE | 3 X 120 |  | 22 kV | 3 CORE | OEM | PVC | 3 X 120 SQMM X 3 CORE Armoured (Round Wire) Aluminium CABLE | https://drive.google.com/file/d/1UvYgelIu-zfX-Xa21MTzoGaDpALyqEj6/view?usp=sharing
921 | HDC | H.T. XLPE Armoured Aluminium Cable | 33 KV (E) |  |  | Per Meter | Polycab | 3500.4 | 40 % | 5834 | IN STOCK | Aluminium | Armoured (Strip Wire) | BLACK | Class 2 (Stranded) |  | XLPE | 3 X 120 |  | 33 kV | 3 CORE | OEM | PVC | 3 X 120 SQMM X 3 CORE Armoured (Strip Wire) Aluminium CABLE | https://drive.google.com/file/d/1D8fRxM6bg6k0cppVrzVhwV9Sv0Tixohd/view?usp=sharing
922 | HDC | H.T. XLPE Armoured Aluminium Cable | 33 KV (E) - Round Wire |  |  | Per Meter | Polycab | 4375.8 | 40 % | 7293 | IN STOCK | Aluminium | Armoured (Round Wire) | BLACK | Class 2 (Stranded) |  | XLPE | 3 X 120 |  | 33 kV | 3 CORE | OEM | PVC | 3 X 120 SQMM X 3 CORE Armoured (Round Wire) Aluminium CABLE | https://drive.google.com/file/d/1UvYgelIu-zfX-Xa21MTzoGaDpALyqEj6/view?usp=sharing
923 | HDC | H.T. XLPE Armoured Aluminium Cable | 6.6 KV (UE) / 11 KV (E) |  |  | Per Meter | Polycab | 2602.2 | 40 % | 4337 | IN STOCK | Aluminium | Armoured (Strip Wire) | BLACK | Class 2 (Stranded) |  | XLPE | 3 X 150 |  | 6.6/11 kV | 3 CORE | OEM | PVC | 3 X 150 SQMM X 3 CORE Armoured (Strip Wire) Aluminium CABLE | https://drive.google.com/file/d/1D8fRxM6bg6k0cppVrzVhwV9Sv0Tixohd/view?usp=sharing
924 | HDC | H.T. XLPE Armoured Aluminium Cable | 6.6 KV (UE) / 11 KV (E) - Round Wire |  |  | Per Meter | Polycab | 3252.6 | 40 % | 5421 | IN STOCK | Aluminium | Armoured (Round Wire) | BLACK | Class 2 (Stranded) |  | XLPE | 3 X 150 |  | 6.6/11 kV | 3 CORE | OEM | PVC | 3 X 150 SQMM X 3 CORE Armoured (Round Wire) Aluminium CABLE | https://drive.google.com/file/d/1UvYgelIu-zfX-Xa21MTzoGaDpALyqEj6/view?usp=sharing
925 | HDC | H.T. XLPE Armoured Aluminium Cable | 22 KV (E) |  |  | Per Meter | Polycab | 3267 | 40 % | 5445 | IN STOCK | Aluminium | Armoured (Strip Wire) | BLACK | Class 2 (Stranded) |  | XLPE | 3 X 150 |  | 22 kV | 3 CORE | OEM | PVC | 3 X 150 SQMM X 3 CORE Armoured (Strip Wire) Aluminium CABLE | https://drive.google.com/file/d/1D8fRxM6bg6k0cppVrzVhwV9Sv0Tixohd/view?usp=sharing
926 | HDC | H.T. XLPE Armoured Aluminium Cable | 22 KV (E) - Round Wire |  |  | Per Meter | Polycab | 4083.6 | 40 % | 6806 | IN STOCK | Aluminium | Armoured (Round Wire) | BLACK | Class 2 (Stranded) |  | XLPE | 3 X 150 |  | 22 kV | 3 CORE | OEM | PVC | 3 X 150 SQMM X 3 CORE Armoured (Round Wire) Aluminium CABLE | https://drive.google.com/file/d/1UvYgelIu-zfX-Xa21MTzoGaDpALyqEj6/view?usp=sharing
927 | HDC | H.T. XLPE Armoured Aluminium Cable | 33 KV (E) |  |  | Per Meter | Polycab | 4075.2 | 40 % | 6792 | IN STOCK | Aluminium | Armoured (Strip Wire) | BLACK | Class 2 (Stranded) |  | XLPE | 3 X 150 |  | 33 kV | 3 CORE | OEM | PVC | 3 X 150 SQMM X 3 CORE Armoured (Strip Wire) Aluminium CABLE | https://drive.google.com/file/d/1D8fRxM6bg6k0cppVrzVhwV9Sv0Tixohd/view?usp=sharing
928 | HDC | H.T. XLPE Armoured Aluminium Cable | 33 KV (E) - Round Wire |  |  | Per Meter | Polycab | 5094 | 40 % | 8490 | IN STOCK | Aluminium | Armoured (Round Wire) | BLACK | Class 2 (Stranded) |  | XLPE | 3 X 150 |  | 33 kV | 3 CORE | OEM | PVC | 3 X 150 SQMM X 3 CORE Armoured (Round Wire) Aluminium CABLE | https://drive.google.com/file/d/1UvYgelIu-zfX-Xa21MTzoGaDpALyqEj6/view?usp=sharing
929 | HDC | H.T. XLPE Armoured Aluminium Cable | 6.6 KV (UE) / 11 KV (E) |  |  | Per Meter | Polycab | 3051.6 | 40 % | 5086 | IN STOCK | Aluminium | Armoured (Strip Wire) | BLACK | Class 2 (Stranded) |  | XLPE | 3 X 185 |  | 6.6/11 kV | 3 CORE | OEM | PVC | 3 X 185 SQMM X 3 CORE Armoured (Strip Wire) Aluminium CABLE | https://drive.google.com/file/d/1D8fRxM6bg6k0cppVrzVhwV9Sv0Tixohd/view?usp=sharing
930 | HDC | H.T. XLPE Armoured Aluminium Cable | 6.6 KV (UE) / 11 KV (E) - Round Wire |  |  | Per Meter | Polycab | 3814.8 | 40 % | 6358 | IN STOCK | Aluminium | Armoured (Round Wire) | BLACK | Class 2 (Stranded) |  | XLPE | 3 X 185 |  | 6.6/11 kV | 3 CORE | OEM | PVC | 3 X 185 SQMM X 3 CORE Armoured (Round Wire) Aluminium CABLE | https://drive.google.com/file/d/1UvYgelIu-zfX-Xa21MTzoGaDpALyqEj6/view?usp=sharing
931 | HDC | H.T. XLPE Armoured Aluminium Cable | 22 KV (E) |  |  | Per Meter | Polycab | 3598.2 | 40 % | 5997 | IN STOCK | Aluminium | Armoured (Strip Wire) | BLACK | Class 2 (Stranded) |  | XLPE | 3 X 185 |  | 22 kV | 3 CORE | OEM | PVC | 3 X 185 SQMM X 3 CORE Armoured (Strip Wire) Aluminium CABLE | https://drive.google.com/file/d/1D8fRxM6bg6k0cppVrzVhwV9Sv0Tixohd/view?usp=sharing
932 | HDC | H.T. XLPE Armoured Aluminium Cable | 22 KV (E) - Round Wire |  |  | Per Meter | Polycab | 4497.6 | 40 % | 7496 | IN STOCK | Aluminium | Armoured (Round Wire) | BLACK | Class 2 (Stranded) |  | XLPE | 3 X 185 |  | 22 kV | 3 CORE | OEM | PVC | 3 X 185 SQMM X 3 CORE Armoured (Round Wire) Aluminium CABLE | https://drive.google.com/file/d/1UvYgelIu-zfX-Xa21MTzoGaDpALyqEj6/view?usp=sharing
933 | HDC | H.T. XLPE Armoured Aluminium Cable | 33 KV (E) |  |  | Per Meter | Polycab | 4489.2 | 40 % | 7482 | IN STOCK | Aluminium | Armoured (Strip Wire) | BLACK | Class 2 (Stranded) |  | XLPE | 3 X 185 |  | 33 kV | 3 CORE | OEM | PVC | 3 X 185 SQMM X 3 CORE Armoured (Strip Wire) Aluminium CABLE | https://drive.google.com/file/d/1D8fRxM6bg6k0cppVrzVhwV9Sv0Tixohd/view?usp=sharing
934 | HDC | H.T. XLPE Armoured Aluminium Cable | 33 KV (E) - Round Wire |  |  | Per Meter | Polycab | 5611.8 | 40 % | 9353 | IN STOCK | Aluminium | Armoured (Round Wire) | BLACK | Class 2 (Stranded) |  | XLPE | 3 X 185 |  | 33 kV | 3 CORE | OEM | PVC | 3 X 185 SQMM X 3 CORE Armoured (Round Wire) Aluminium CABLE | https://drive.google.com/file/d/1UvYgelIu-zfX-Xa21MTzoGaDpALyqEj6/view?usp=sharing
935 | HDC | H.T. XLPE Armoured Aluminium Cable | 6.6 KV (UE) / 11 KV (E) |  |  | Per Meter | Polycab | 3880.8 | 40 % | 6468 | IN STOCK | Aluminium | Armoured (Strip Wire) | BLACK | Class 2 (Stranded) |  | XLPE | 3 X 240 |  | 6.6/11 kV | 3 CORE | OEM | PVC | 3 X 240 SQMM X 3 CORE Armoured (Strip Wire) Aluminium CABLE | https://drive.google.com/file/d/1D8fRxM6bg6k0cppVrzVhwV9Sv0Tixohd/view?usp=sharing
936 | HDC | H.T. XLPE Armoured Aluminium Cable | 6.6 KV (UE) / 11 KV (E) - Round Wire |  |  | Per Meter | Polycab | 4851 | 40 % | 8085 | IN STOCK | Aluminium | Armoured (Round Wire) | BLACK | Class 2 (Stranded) |  | XLPE | 3 X 240 |  | 6.6/11 kV | 3 CORE | OEM | PVC | 3 X 240 SQMM X 3 CORE Armoured (Round Wire) Aluminium CABLE | https://drive.google.com/file/d/1UvYgelIu-zfX-Xa21MTzoGaDpALyqEj6/view?usp=sharing
937 | HDC | H.T. XLPE Armoured Aluminium Cable | 22 KV (E) |  |  | Per Meter | Polycab | 4302.6 | 40 % | 7171 | IN STOCK | Aluminium | Armoured (Strip Wire) | BLACK | Class 2 (Stranded) |  | XLPE | 3 X 240 |  | 22 kV | 3 CORE | OEM | PVC | 3 X 240 SQMM X 3 CORE Armoured (Strip Wire) Aluminium CABLE | https://drive.google.com/file/d/1D8fRxM6bg6k0cppVrzVhwV9Sv0Tixohd/view?usp=sharing
938 | HDC | H.T. XLPE Armoured Aluminium Cable | 22 KV (E) - Round Wire |  |  | Per Meter | Polycab | 5378.4 | 40 % | 8964 | IN STOCK | Aluminium | Armoured (Round Wire) | BLACK | Class 2 (Stranded) |  | XLPE | 3 X 240 |  | 22 kV | 3 CORE | OEM | PVC | 3 X 240 SQMM X 3 CORE Armoured (Round Wire) Aluminium CABLE | https://drive.google.com/file/d/1UvYgelIu-zfX-Xa21MTzoGaDpALyqEj6/view?usp=sharing
939 | HDC | H.T. XLPE Armoured Aluminium Cable | 33 KV (E) |  |  | Per Meter | Polycab | 5167.2 | 40 % | 8612 | IN STOCK | Aluminium | Armoured (Strip Wire) | BLACK | Class 2 (Stranded) |  | XLPE | 3 X 240 |  | 33 kV | 3 CORE | OEM | PVC | 3 X 240 SQMM X 3 CORE Armoured (Strip Wire) Aluminium CABLE | https://drive.google.com/file/d/1D8fRxM6bg6k0cppVrzVhwV9Sv0Tixohd/view?usp=sharing
940 | HDC | H.T. XLPE Armoured Aluminium Cable | 33 KV (E) - Round Wire |  |  | Per Meter | Polycab | 6459 | 40 % | 10765 | IN STOCK | Aluminium | Armoured (Round Wire) | BLACK | Class 2 (Stranded) |  | XLPE | 3 X 240 |  | 33 kV | 3 CORE | OEM | PVC | 3 X 240 SQMM X 3 CORE Armoured (Round Wire) Aluminium CABLE | https://drive.google.com/file/d/1UvYgelIu-zfX-Xa21MTzoGaDpALyqEj6/view?usp=sharing
941 | HDC | H.T. XLPE Armoured Aluminium Cable | 6.6 KV (UE) / 11 KV (E) |  |  | Per Meter | Polycab | 4408.8 | 40 % | 7348 | IN STOCK | Aluminium | Armoured (Strip Wire) | BLACK | Class 2 (Stranded) |  | XLPE | 3 X 300 |  | 6.6/11 kV | 3 CORE | OEM | PVC | 3 X 300 SQMM X 3 CORE Armoured (Strip Wire) Aluminium CABLE | https://drive.google.com/file/d/1D8fRxM6bg6k0cppVrzVhwV9Sv0Tixohd/view?usp=sharing
942 | HDC | H.T. XLPE Armoured Aluminium Cable | 6.6 KV (UE) / 11 KV (E) - Round Wire |  |  | Per Meter | Polycab | 5511 | 40 % | 9185 | IN STOCK | Aluminium | Armoured (Round Wire) | BLACK | Class 2 (Stranded) |  | XLPE | 3 X 300 |  | 6.6/11 kV | 3 CORE | OEM | PVC | 3 X 300 SQMM X 3 CORE Armoured (Round Wire) Aluminium CABLE | https://drive.google.com/file/d/1UvYgelIu-zfX-Xa21MTzoGaDpALyqEj6/view?usp=sharing
943 | HDC | H.T. XLPE Armoured Aluminium Cable | 22 KV (E) |  |  | Per Meter | Polycab | 5122.8 | 40 % | 8538 | IN STOCK | Aluminium | Armoured (Strip Wire) | BLACK | Class 2 (Stranded) |  | XLPE | 3 X 300 |  | 22 kV | 3 CORE | OEM | PVC | 3 X 300 SQMM X 3 CORE Armoured (Strip Wire) Aluminium CABLE | https://drive.google.com/file/d/1D8fRxM6bg6k0cppVrzVhwV9Sv0Tixohd/view?usp=sharing
944 | HDC | H.T. XLPE Armoured Aluminium Cable | 22 KV (E) - Round Wire |  |  | Per Meter | Polycab | 6403.8 | 40 % | 10673 | IN STOCK | Aluminium | Armoured (Round Wire) | BLACK | Class 2 (Stranded) |  | XLPE | 3 X 300 |  | 22 kV | 3 CORE | OEM | PVC | 3 X 300 SQMM X 3 CORE Armoured (Round Wire) Aluminium CABLE | https://drive.google.com/file/d/1UvYgelIu-zfX-Xa21MTzoGaDpALyqEj6/view?usp=sharing
945 | HDC | H.T. XLPE Armoured Aluminium Cable | 33 KV (E) |  |  | Per Meter | Polycab | 5909.4 | 40 % | 9849 | IN STOCK | Aluminium | Armoured (Strip Wire) | BLACK | Class 2 (Stranded) |  | XLPE | 3 X 300 |  | 33 kV | 3 CORE | OEM | PVC | 3 X 300 SQMM X 3 CORE Armoured (Strip Wire) Aluminium CABLE | https://drive.google.com/file/d/1D8fRxM6bg6k0cppVrzVhwV9Sv0Tixohd/view?usp=sharing
946 | HDC | H.T. XLPE Armoured Aluminium Cable | 33 KV (E) - Round Wire |  |  | Per Meter | Polycab | 7386.6 | 40 % | 12311 | IN STOCK | Aluminium | Armoured (Round Wire) | BLACK | Class 2 (Stranded) |  | XLPE | 3 X 300 |  | 33 kV | 3 CORE | OEM | PVC | 3 X 300 SQMM X 3 CORE Armoured (Round Wire) Aluminium CABLE | https://drive.google.com/file/d/1UvYgelIu-zfX-Xa21MTzoGaDpALyqEj6/view?usp=sharing
947 | HDC | H.T. XLPE Armoured Aluminium Cable | 6.6 KV (UE) / 11 KV (E) |  |  | Per Meter | Polycab | 5616.6 | 40 % | 9361 | IN STOCK | Aluminium | Armoured (Strip Wire) | BLACK | Class 2 (Stranded) |  | XLPE | 3 X 400 |  | 6.6/11 kV | 3 CORE | OEM | PVC | 3 X 400 SQMM X 3 CORE Armoured (Strip Wire) Aluminium CABLE | https://drive.google.com/file/d/1D8fRxM6bg6k0cppVrzVhwV9Sv0Tixohd/view?usp=sharing
948 | HDC | H.T. XLPE Armoured Aluminium Cable | 6.6 KV (UE) / 11 KV (E) - Round Wire |  |  | Per Meter | Polycab | 7020.6 | 40 % | 11701 | IN STOCK | Aluminium | Armoured (Round Wire) | BLACK | Class 2 (Stranded) |  | XLPE | 3 X 400 |  | 6.6/11 kV | 3 CORE | OEM | PVC | 3 X 400 SQMM X 3 CORE Armoured (Round Wire) Aluminium CABLE | https://drive.google.com/file/d/1UvYgelIu-zfX-Xa21MTzoGaDpALyqEj6/view?usp=sharing
949 | HDC | H.T. XLPE Armoured Aluminium Cable | 22 KV (E) |  |  | Per Meter | Polycab | 6290.4 | 40 % | 10484 | IN STOCK | Aluminium | Armoured (Strip Wire) | BLACK | Class 2 (Stranded) |  | XLPE | 3 X 400 |  | 22 kV | 3 CORE | OEM | PVC | 3 X 400 SQMM X 3 CORE Armoured (Strip Wire) Aluminium CABLE | https://drive.google.com/file/d/1D8fRxM6bg6k0cppVrzVhwV9Sv0Tixohd/view?usp=sharing
950 | HDC | H.T. XLPE Armoured Aluminium Cable | 22 KV (E) - Round Wire |  |  | Per Meter | Polycab | 7863 | 40 % | 13105 | IN STOCK | Aluminium | Armoured (Round Wire) | BLACK | Class 2 (Stranded) |  | XLPE | 3 X 400 |  | 22 kV | 3 CORE | OEM | PVC | 3 X 400 SQMM X 3 CORE Armoured (Round Wire) Aluminium CABLE | https://drive.google.com/file/d/1UvYgelIu-zfX-Xa21MTzoGaDpALyqEj6/view?usp=sharing
951 | HDC | H.T. XLPE Armoured Aluminium Cable | 33 KV (E) |  |  | Per Meter | Polycab | 7078.2 | 40 % | 11797 | IN STOCK | Aluminium | Armoured (Strip Wire) | BLACK | Class 2 (Stranded) |  | XLPE | 3 X 400 |  | 33 kV | 3 CORE | OEM | PVC | 3 X 400 SQMM X 3 CORE Armoured (Strip Wire) Aluminium CABLE | https://drive.google.com/file/d/1D8fRxM6bg6k0cppVrzVhwV9Sv0Tixohd/view?usp=sharing
952 | HDC | H.T. XLPE Armoured Aluminium Cable | 33 KV (E) - Round Wire |  |  | Per Meter | Polycab | 8847.6 | 40 % | 14746 | IN STOCK | Aluminium | Armoured (Round Wire) | BLACK | Class 2 (Stranded) |  | XLPE | 3 X 400 |  | 33 kV | 3 CORE | OEM | PVC | 3 X 400 SQMM X 3 CORE Armoured (Round Wire) Aluminium CABLE | https://drive.google.com/file/d/1UvYgelIu-zfX-Xa21MTzoGaDpALyqEj6/view?usp=sharing
953 | LDC | Industrial Flexible (FRLS) Insulated Cable - IS 694:1990 | Flexible (FRLS) Insulated Cable - | 16/0.20 | 5 | Per Meter | Kei | 12.93 | 40 % | 21.55 | IN STOCK | Copper | Unarmoured | BLACK | Class 5 (Flexible) | FR | FR | 0.5 | Unshielded | Upto 1100V | 1 CORE | OEM | FR | 0.5 SQMM X 1 CORE Unarmoured Copper CABLE | https://drive.google.com/file/d/1VEGBEMbDNHXJFS5YSZQdngzO5TPxOfWN/view?usp=sharing
954 | LDC | Industrial Flexible (FRLS) Insulated Cable - IS 694:1990 | Flexible (FRLS) Insulated Cable - | 24/0.20 | 8 | Per Meter | Kei | 18.672 | 40 % | 31.12 | IN STOCK | Copper | Unarmoured | BLACK | Class 5 (Flexible) | FR | FR | 0.75 | Unshielded | Upto 1100V | 1 CORE | OEM | FR | 0.75 SQMM X 1 CORE Unarmoured Copper CABLE | https://drive.google.com/file/d/1VEGBEMbDNHXJFS5YSZQdngzO5TPxOfWN/view?usp=sharing
955 | LDC | Industrial Flexible (FRLS) Insulated Cable - IS 694:1990 | Flexible (FRLS) Insulated Cable - | 32/0.20 | 13 | Per Meter | Kei | 23.952 | 40 % | 39.92 | IN STOCK | Copper | Unarmoured | BLACK | Class 5 (Flexible) | FR | FR | 1 | Unshielded | Upto 1100V | 1 CORE | OEM | FR | 1 SQMM X 1 CORE Unarmoured Copper CABLE | https://drive.google.com/file/d/1VEGBEMbDNHXJFS5YSZQdngzO5TPxOfWN/view?usp=sharing
956 | LDC | Industrial Flexible (FRLS) Insulated Cable - IS 694:1990 | Flexible (FRLS) Insulated Cable - | 30/0.25 | 17 | Per Meter | Kei | 34.68 | 40 % | 57.8 | IN STOCK | Copper | Unarmoured | BLACK | Class 5 (Flexible) | FR | FR | 1.5 | Unshielded | Upto 1100V | 1 CORE | OEM | FR | 1.5 SQMM X 1 CORE Unarmoured Copper CABLE | https://drive.google.com/file/d/1VEGBEMbDNHXJFS5YSZQdngzO5TPxOfWN/view?usp=sharing
957 | LDC | Industrial Flexible (FRLS) Insulated Cable - IS 694:1990 | Flexible (FRLS) Insulated Cable - | 50/0.25 | 24 | Per Meter | Kei | 57.75 | 40 % | 96.25 | IN STOCK | Copper | Unarmoured | BLACK | Class 5 (Flexible) | FR | FR | 2.5 | Unshielded | Upto 1100V | 1 CORE | OEM | FR | 2.5 SQMM X 1 CORE Unarmoured Copper CABLE | https://drive.google.com/file/d/1VEGBEMbDNHXJFS5YSZQdngzO5TPxOfWN/view?usp=sharing
958 | LDC | Industrial Flexible (FRLS) Insulated Cable - IS 694:1990 | Flexible (FRLS) Insulated Cable - | 56/0.30 | 30 | Per Meter | Kei | 91.5 | 40 % | 152.5 | IN STOCK | Copper | Unarmoured | BLACK | Class 5 (Flexible) | FR | FR | 4 | Unshielded | Upto 1100V | 1 CORE | OEM | FR | 4 SQMM X 1 CORE Unarmoured Copper CABLE | https://drive.google.com/file/d/1VEGBEMbDNHXJFS5YSZQdngzO5TPxOfWN/view?usp=sharing
959 | LDC | Industrial Flexible (FRLS) Insulated Cable - IS 694:1990 | Flexible (FRLS) Insulated Cable - | 84/0.30 | 38 | Per Meter | Kei | 136.65 | 40 % | 227.75 | IN STOCK | Copper | Unarmoured | BLACK | Class 5 (Flexible) | FR | FR | 6 | Unshielded | Upto 1100V | 1 CORE | OEM | FR | 6 SQMM X 1 CORE Unarmoured Copper CABLE | https://drive.google.com/file/d/1VEGBEMbDNHXJFS5YSZQdngzO5TPxOfWN/view?usp=sharing
960 | LDC | Industrial Flexible (FRLS) Insulated Cable - IS 694:1990 | Flexible (FRLS) Insulated Cable - | 80/0.40 | 52 | Per Meter | Kei | 233.7 | 40 % | 389.5 | IN STOCK | Copper | Unarmoured | BLACK | Class 5 (Flexible) | FR | FR | 10 | Unshielded | Upto 1100V | 1 CORE | OEM | FR | 10 SQMM X 1 CORE Unarmoured Copper CABLE | https://drive.google.com/file/d/1VEGBEMbDNHXJFS5YSZQdngzO5TPxOfWN/view?usp=sharing
961 | LDC | Industrial Flexible (FRLS) Insulated Cable - IS 694:1990 | Flexible (FRLS) Insulated Cable - | 126/0.4 | 70 | Per Meter | Kei | 363.6 | 40 % | 606 | IN STOCK | Copper | Unarmoured | BLACK | Class 5 (Flexible) | FR | FR | 16 | Unshielded | Upto 1100V | 1 CORE | OEM | FR | 16 SQMM X 1 CORE Unarmoured Copper CABLE | https://drive.google.com/file/d/1VEGBEMbDNHXJFS5YSZQdngzO5TPxOfWN/view?usp=sharing
962 | LDC | Industrial Flexible (FRLS) Insulated Cable - IS 694:1990 | Flexible (FRLS) Insulated Cable - | 196/0.4 | 88 | Per Meter | Kei | 589.8 | 40 % | 983 | IN STOCK | Copper | Unarmoured | BLACK | Class 5 (Flexible) | FR | FR | 25 | Unshielded | Upto 1100V | 1 CORE | OEM | FR | 25 SQMM X 1 CORE Unarmoured Copper CABLE | https://drive.google.com/file/d/1VEGBEMbDNHXJFS5YSZQdngzO5TPxOfWN/view?usp=sharing
963 | LDC | Industrial Flexible (FRLS) Insulated Cable - IS 694:1990 | Flexible (FRLS) Insulated Cable - | 276/0.4 | 110 | Per Meter | Kei | 816.6 | 40 % | 1361 | IN STOCK | Copper | Unarmoured | BLACK | Class 5 (Flexible) | FR | FR | 35 | Unshielded | Upto 1100V | 1 CORE | OEM | FR | 35 SQMM X 1 CORE Unarmoured Copper CABLE | https://drive.google.com/file/d/1VEGBEMbDNHXJFS5YSZQdngzO5TPxOfWN/view?usp=sharing
964 | LDC | Industrial Flexible (FRLS) Insulated Cable - IS 694:1990 | Flexible (FRLS) Insulated Cable - | 396/0.4 | 145 | Per Meter | Kei | 1164.6 | 40 % | 1941 | IN STOCK | Copper | Unarmoured | BLACK | Class 5 (Flexible) | FR | FR | 50 | Unshielded | Upto 1100V | 1 CORE | OEM | FR | 50 SQMM X 1 CORE Unarmoured Copper CABLE | https://drive.google.com/file/d/1VEGBEMbDNHXJFS5YSZQdngzO5TPxOfWN/view?usp=sharing
965 | LDC | Industrial Flexible (FRLS) Insulated Cable - IS 694:1990 | Flexible (FRLS) Insulated Cable - | 354/0.5 | 215 | Per Meter | Kei | 1633.2 | 40 % | 2722 | IN STOCK | Copper | Unarmoured | BLACK | Class 5 (Flexible) | FR | FR | 70 | Unshielded | Upto 1100V | 1 CORE | OEM | FR | 70 SQMM X 1 CORE Unarmoured Copper CABLE | https://drive.google.com/file/d/1VEGBEMbDNHXJFS5YSZQdngzO5TPxOfWN/view?usp=sharing
966 | LDC | Industrial Flexible (FRLS) Insulated Cable - IS 694:1990 | Flexible (FRLS) Insulated Cable - | 484/0.5 | 260 | Per Meter | Kei | 2159.4 | 40 % | 3599 | IN STOCK | Copper | Unarmoured | BLACK | Class 5 (Flexible) | FR | FR | 95 | Unshielded | Upto 1100V | 1 CORE | OEM | FR | 95 SQMM X 1 CORE Unarmoured Copper CABLE | https://drive.google.com/file/d/1VEGBEMbDNHXJFS5YSZQdngzO5TPxOfWN/view?usp=sharing
967 | LDC | Industrial Flexible (FRLS) Insulated Cable - IS 694:1990 | Flexible (FRLS) Insulated Cable - | 608/0.5 | 305 | Per Meter | Kei | 2789.4 | 40 % | 4649 | IN STOCK | Copper | Unarmoured | BLACK | Class 5 (Flexible) | FR | FR | 120 | Unshielded | Upto 1100V | 1 CORE | OEM | FR | 120 SQMM X 1 CORE Unarmoured Copper CABLE | https://drive.google.com/file/d/1VEGBEMbDNHXJFS5YSZQdngzO5TPxOfWN/view?usp=sharing
968 | LDC | Industrial Flexible (FRLS) Insulated Cable - IS 694:1990 | Flexible (FRLS) Insulated Cable - | 750/0.5 | 355 | Per Meter | Kei | 3492 | 40 % | 5820 | IN STOCK | Copper | Unarmoured | BLACK | Class 5 (Flexible) | FR | FR | 150 | Unshielded | Upto 1100V | 1 CORE | OEM | FR | 150 SQMM X 1 CORE Unarmoured Copper CABLE | https://drive.google.com/file/d/1VEGBEMbDNHXJFS5YSZQdngzO5TPxOfWN/view?usp=sharing
969 | LDC | Industrial Flexible (FRLS) Insulated Cable - IS 694:1990 | Flexible (FRLS) Insulated Cable - | 925/0.5 | 415 | Per Meter | Kei | 4326 | 40 % | 7210 | IN STOCK | Copper | Unarmoured | BLACK | Class 5 (Flexible) | FR | FR | 185 | Unshielded | Upto 1100V | 1 CORE | OEM | FR | 185 SQMM X 1 CORE Unarmoured Copper CABLE | https://drive.google.com/file/d/1VEGBEMbDNHXJFS5YSZQdngzO5TPxOfWN/view?usp=sharing
970 | LDC | Industrial Flexible (FRLS) Insulated Cable - IS 694:1990 | Flexible (FRLS) Insulated Cable - | 1210/0.5 | 500 | Per Meter | Kei | 5608.8 | 40 % | 9348 | IN STOCK | Copper | Unarmoured | BLACK | Class 5 (Flexible) | FR | FR | 240 | Unshielded | Upto 1100V | 1 CORE | OEM | FR | 240 SQMM X 1 CORE Unarmoured Copper CABLE | https://drive.google.com/file/d/1VEGBEMbDNHXJFS5YSZQdngzO5TPxOfWN/view?usp=sharing
971 | LDC | Industrial Flexible (FRLS) Insulated Cable - IS 694:1990 | Flexible (FRLS) Insulated Cable - | 1527/0.5 | 585 | Per Meter | Kei | 7015.2 | 40 % | 11692 | IN STOCK | Copper | Unarmoured | BLACK | Class 5 (Flexible) | FR | FR | 300 | Unshielded | Upto 1100V | 1 CORE | OEM | FR | 300 SQMM X 1 CORE Unarmoured Copper CABLE | https://drive.google.com/file/d/1VEGBEMbDNHXJFS5YSZQdngzO5TPxOfWN/view?usp=sharing
972 | LDC | Industrial Flexible (FRLS) Insulated Cable - IS 694:1990 | Flexible (FRLS) Insulated Cable - | 2036/0.5 | 695 | Per Meter | Kei | 9243.6 | 40 % | 15406 | IN STOCK | Copper | Unarmoured | BLACK | Class 5 (Flexible) | FR | FR | 400 | Unshielded | Upto 1100V | 1 CORE | OEM | FR | 400 SQMM X 1 CORE Unarmoured Copper CABLE | https://drive.google.com/file/d/1VEGBEMbDNHXJFS5YSZQdngzO5TPxOfWN/view?usp=sharing
973 | LDC | Industrial Flexible (FRLS) Insulated Cable - IS 694:1990 | Flexible (FRLS) Insulated Cable - | 16/0.20 | 5 | Per Meter | Kei | 151.8 | 40 % | 253 | IN STOCK | Copper | Unarmoured | BLACK | Class 5 (Flexible) | PVC | FRLSH | 0.5 | Unshielded | Upto 1100V | 10 CORE | OEM | FRLSH | 0.5 SQMM X 10 CORE Unarmoured Copper CABLE | https://drive.google.com/file/d/1d_9PwBDObNkFhlNIupGOXcaF7o25X_n4/view?usp=sharing
974 | LDC | Industrial Flexible (FRLS) Insulated Cable - IS 694:1990 | Flexible (FRLS) Insulated Cable - | 24/0.20 | 8 | Per Meter | Kei | 218.49 | 40 % | 364.15 | IN STOCK | Copper | Unarmoured | BLACK | Class 5 (Flexible) | PVC | FRLSH | 0.75 | Unshielded | Upto 1100V | 10 CORE | OEM | FRLSH | 0.75 SQMM X 10 CORE Unarmoured Copper CABLE | https://drive.google.com/file/d/1d_9PwBDObNkFhlNIupGOXcaF7o25X_n4/view?usp=sharing
975 | LDC | Industrial Flexible (FRLS) Insulated Cable - IS 694:1990 | Flexible (FRLS) Insulated Cable - | 32/0.20 | 13 | Per Meter | Kei | 285.6 | 40 % | 476 | IN STOCK | Copper | Unarmoured | BLACK | Class 5 (Flexible) | PVC | FRLSH | 1 | Unshielded | Upto 1100V | 10 CORE | OEM | FRLSH | 1 SQMM X 10 CORE Unarmoured Copper CABLE | https://drive.google.com/file/d/1d_9PwBDObNkFhlNIupGOXcaF7o25X_n4/view?usp=sharing
976 | LDC | Industrial Flexible (FRLS) Insulated Cable - IS 694:1990 | Flexible (FRLS) Insulated Cable - | 30/0.25 | 17 | Per Meter | Kei | 407.4 | 40 % | 679 | IN STOCK | Copper | Unarmoured | BLACK | Class 5 (Flexible) | PVC | FRLSH | 1.5 | Unshielded | Upto 1100V | 10 CORE | OEM | FRLSH | 1.5 SQMM X 10 CORE Unarmoured Copper CABLE | https://drive.google.com/file/d/1d_9PwBDObNkFhlNIupGOXcaF7o25X_n4/view?usp=sharing
977 | LDC | Industrial Flexible (FRLS) Insulated Cable - IS 694:1990 | Flexible (FRLS) Insulated Cable - | 50/0.25 | 24 | Per Meter | Kei | 672 | 40 % | 1120 | IN STOCK | Copper | Unarmoured | BLACK | Class 5 (Flexible) | PVC | FRLSH | 2.5 | Unshielded | Upto 1100V | 10 CORE | OEM | FRLSH | 2.5 SQMM X 10 CORE Unarmoured Copper CABLE | https://drive.google.com/file/d/1d_9PwBDObNkFhlNIupGOXcaF7o25X_n4/view?usp=sharing
978 | LDC | Industrial Flexible (FRLS) Insulated Cable - IS 694:1990 | Flexible (FRLS) Insulated Cable - | 16/0.20 | 5 | Per Meter | Kei | 177.78 | 40 % | 296.3 | IN STOCK | Copper | Unarmoured | BLACK | Class 5 (Flexible) | PVC | FRLSH | 0.5 | Unshielded | Upto 1100V | 12 CORE | OEM | FRLSH | 0.5 SQMM X 12 CORE Unarmoured Copper CABLE | https://drive.google.com/file/d/1d_9PwBDObNkFhlNIupGOXcaF7o25X_n4/view?usp=sharing
979 | LDC | Industrial Flexible (FRLS) Insulated Cable - IS 694:1990 | Flexible (FRLS) Insulated Cable - | 24/0.20 | 8 | Per Meter | Kei | 259.65 | 40 % | 432.75 | IN STOCK | Copper | Unarmoured | BLACK | Class 5 (Flexible) | PVC | FRLSH | 0.75 | Unshielded | Upto 1100V | 12 CORE | OEM | FRLSH | 0.75 SQMM X 12 CORE Unarmoured Copper CABLE | https://drive.google.com/file/d/1d_9PwBDObNkFhlNIupGOXcaF7o25X_n4/view?usp=sharing
980 | LDC | Industrial Flexible (FRLS) Insulated Cable - IS 694:1990 | Flexible (FRLS) Insulated Cable - | 32/0.20 | 13 | Per Meter | Kei | 338.4 | 40 % | 564 | IN STOCK | Copper | Unarmoured | BLACK | Class 5 (Flexible) | PVC | FRLSH | 1 | Unshielded | Upto 1100V | 12 CORE | OEM | FRLSH | 1 SQMM X 12 CORE Unarmoured Copper CABLE | https://drive.google.com/file/d/1d_9PwBDObNkFhlNIupGOXcaF7o25X_n4/view?usp=sharing
981 | LDC | Industrial Flexible (FRLS) Insulated Cable - IS 694:1990 | Flexible (FRLS) Insulated Cable - | 30/0.25 | 17 | Per Meter | Kei | 490.8 | 40 % | 818 | IN STOCK | Copper | Unarmoured | BLACK | Class 5 (Flexible) | PVC | FRLSH | 1.5 | Unshielded | Upto 1100V | 12 CORE | OEM | FRLSH | 1.5 SQMM X 12 CORE Unarmoured Copper CABLE | https://drive.google.com/file/d/1d_9PwBDObNkFhlNIupGOXcaF7o25X_n4/view?usp=sharing
982 | LDC | Industrial Flexible (FRLS) Insulated Cable - IS 694:1990 | Flexible (FRLS) Insulated Cable - | 50/0.25 | 24 | Per Meter | Kei | 802.8 | 40 % | 1338 | IN STOCK | Copper | Unarmoured | BLACK | Class 5 (Flexible) | PVC | FRLSH | 2.5 | Unshielded | Upto 1100V | 12 CORE | OEM | FRLSH | 2.5 SQMM X 12 CORE Unarmoured Copper CABLE | https://drive.google.com/file/d/1d_9PwBDObNkFhlNIupGOXcaF7o25X_n4/view?usp=sharing
983 | LDC | Industrial Flexible (FRLS) Insulated Cable - IS 694:1990 | Flexible (FRLS) Insulated Cable - | 16/0.20 | 5 | Per Meter | Kei | 205.8 | 40 % | 343 | IN STOCK | Copper | Unarmoured | BLACK | Class 5 (Flexible) | PVC | FRLSH | 0.5 | Unshielded | Upto 1100V | 14 CORE | OEM | FRLSH | 0.5 SQMM X 14 CORE Unarmoured Copper CABLE | https://drive.google.com/file/d/1d_9PwBDObNkFhlNIupGOXcaF7o25X_n4/view?usp=sharing
984 | LDC | Industrial Flexible (FRLS) Insulated Cable - IS 694:1990 | Flexible (FRLS) Insulated Cable - | 24/0.20 | 8 | Per Meter | Kei | 302.4 | 40 % | 504 | IN STOCK | Copper | Unarmoured | BLACK | Class 5 (Flexible) | PVC | FRLSH | 0.75 | Unshielded | Upto 1100V | 14 CORE | OEM | FRLSH | 0.75 SQMM X 14 CORE Unarmoured Copper CABLE | https://drive.google.com/file/d/1d_9PwBDObNkFhlNIupGOXcaF7o25X_n4/view?usp=sharing
985 | LDC | Industrial Flexible (FRLS) Insulated Cable - IS 694:1990 | Flexible (FRLS) Insulated Cable - | 32/0.20 | 13 | Per Meter | Kei | 385.8 | 40 % | 643 | IN STOCK | Copper | Unarmoured | BLACK | Class 5 (Flexible) | PVC | FRLSH | 1 | Unshielded | Upto 1100V | 14 CORE | OEM | FRLSH | 1 SQMM X 14 CORE Unarmoured Copper CABLE | https://drive.google.com/file/d/1d_9PwBDObNkFhlNIupGOXcaF7o25X_n4/view?usp=sharing
986 | LDC | Industrial Flexible (FRLS) Insulated Cable - IS 694:1990 | Flexible (FRLS) Insulated Cable - | 30/0.25 | 17 | Per Meter | Kei | 567 | 40 % | 945 | IN STOCK | Copper | Unarmoured | BLACK | Class 5 (Flexible) | PVC | FRLSH | 1.5 | Unshielded | Upto 1100V | 14 CORE | OEM | FRLSH | 1.5 SQMM X 14 CORE Unarmoured Copper CABLE | https://drive.google.com/file/d/1d_9PwBDObNkFhlNIupGOXcaF7o25X_n4/view?usp=sharing
987 | LDC | Industrial Flexible (FRLS) Insulated Cable - IS 694:1990 | Flexible (FRLS) Insulated Cable - | 50/0.25 | 24 | Per Meter | Kei | 934.8 | 40 % | 1558 | IN STOCK | Copper | Unarmoured | BLACK | Class 5 (Flexible) | PVC | FRLSH | 2.5 | Unshielded | Upto 1100V | 14 CORE | OEM | FRLSH | 2.5 SQMM X 14 CORE Unarmoured Copper CABLE | https://drive.google.com/file/d/1d_9PwBDObNkFhlNIupGOXcaF7o25X_n4/view?usp=sharing
988 | LDC | Industrial Flexible (FRLS) Insulated Cable - IS 694:1990 | Flexible (FRLS) Insulated Cable - | 16/0.20 | 5 | Per Meter | Kei | 237 | 40 % | 395 | IN STOCK | Copper | Unarmoured | BLACK | Class 5 (Flexible) | PVC | FRLSH | 0.5 | Unshielded | Upto 1100V | 16 CORE | OEM | FRLSH | 0.5 SQMM X 16 CORE Unarmoured Copper CABLE | https://drive.google.com/file/d/1d_9PwBDObNkFhlNIupGOXcaF7o25X_n4/view?usp=sharing
989 | LDC | Industrial Flexible (FRLS) Insulated Cable - IS 694:1990 | Flexible (FRLS) Insulated Cable - | 24/0.20 | 8 | Per Meter | Kei | 343.2 | 40 % | 572 | IN STOCK | Copper | Unarmoured | BLACK | Class 5 (Flexible) | PVC | FRLSH | 0.75 | Unshielded | Upto 1100V | 16 CORE | OEM | FRLSH | 0.75 SQMM X 16 CORE Unarmoured Copper CABLE | https://drive.google.com/file/d/1d_9PwBDObNkFhlNIupGOXcaF7o25X_n4/view?usp=sharing
990 | LDC | Industrial Flexible (FRLS) Insulated Cable - IS 694:1990 | Flexible (FRLS) Insulated Cable - | 32/0.20 | 13 | Per Meter | Kei | 451.2 | 40 % | 752 | IN STOCK | Copper | Unarmoured | BLACK | Class 5 (Flexible) | PVC | FRLSH | 1 | Unshielded | Upto 1100V | 16 CORE | OEM | FRLSH | 1 SQMM X 16 CORE Unarmoured Copper CABLE | https://drive.google.com/file/d/1d_9PwBDObNkFhlNIupGOXcaF7o25X_n4/view?usp=sharing
991 | LDC | Industrial Flexible (FRLS) Insulated Cable - IS 694:1990 | Flexible (FRLS) Insulated Cable - | 30/0.25 | 17 | Per Meter | Kei | 646.8 | 40 % | 1078 | IN STOCK | Copper | Unarmoured | BLACK | Class 5 (Flexible) | PVC | FRLSH | 1.5 | Unshielded | Upto 1100V | 16 CORE | OEM | FRLSH | 1.5 SQMM X 16 CORE Unarmoured Copper CABLE | https://drive.google.com/file/d/1d_9PwBDObNkFhlNIupGOXcaF7o25X_n4/view?usp=sharing
992 | LDC | Industrial Flexible (FRLS) Insulated Cable - IS 694:1990 | Flexible (FRLS) Insulated Cable - | 50/0.25 | 24 | Per Meter | Kei | 1066.2 | 40 % | 1777 | IN STOCK | Copper | Unarmoured | BLACK | Class 5 (Flexible) | PVC | FRLSH | 2.5 | Unshielded | Upto 1100V | 16 CORE | OEM | FRLSH | 2.5 SQMM X 16 CORE Unarmoured Copper CABLE | https://drive.google.com/file/d/1d_9PwBDObNkFhlNIupGOXcaF7o25X_n4/view?usp=sharing
993 | LDC | Industrial Flexible (FRLS) Insulated Cable - IS 694:1990 | Flexible (FRLS) Insulated Cable - | 16/0.20 | 5 | Per Meter | Kei | 277.8 | 40 % | 463 | IN STOCK | Copper | Unarmoured | BLACK | Class 5 (Flexible) | PVC | FRLSH | 0.5 | Unshielded | Upto 1100V | 19 CORE | OEM | FRLSH | 0.5 SQMM X 19 CORE Unarmoured Copper CABLE | https://drive.google.com/file/d/1Dv5_c7SWLtwRiN_JFyBOg-9wcepFa3aP/view?usp=sharing
994 | LDC | Industrial Flexible (FRLS) Insulated Cable - IS 694:1990 | Flexible (FRLS) Insulated Cable - | 24/0.20 | 8 | Per Meter | Kei | 406.8 | 40 % | 678 | IN STOCK | Copper | Unarmoured | BLACK | Class 5 (Flexible) | PVC | FRLSH | 0.75 | Unshielded | Upto 1100V | 19 CORE | OEM | FRLSH | 0.75 SQMM X 19 CORE Unarmoured Copper CABLE | https://drive.google.com/file/d/1Dv5_c7SWLtwRiN_JFyBOg-9wcepFa3aP/view?usp=sharing
995 | LDC | Industrial Flexible (FRLS) Insulated Cable - IS 694:1990 | Flexible (FRLS) Insulated Cable - | 32/0.20 | 13 | Per Meter | Kei | 531.6 | 40 % | 886 | IN STOCK | Copper | Unarmoured | BLACK | Class 5 (Flexible) | PVC | FRLSH | 1 | Unshielded | Upto 1100V | 19 CORE | OEM | FRLSH | 1 SQMM X 19 CORE Unarmoured Copper CABLE | https://drive.google.com/file/d/1Dv5_c7SWLtwRiN_JFyBOg-9wcepFa3aP/view?usp=sharing
996 | LDC | Industrial Flexible (FRLS) Insulated Cable - IS 694:1990 | Flexible (FRLS) Insulated Cable - | 30/0.25 | 17 | Per Meter | Kei | 765.6 | 40 % | 1276 | IN STOCK | Copper | Unarmoured | BLACK | Class 5 (Flexible) | PVC | FRLSH | 1.5 | Unshielded | Upto 1100V | 19 CORE | OEM | FRLSH | 1.5 SQMM X 19 CORE Unarmoured Copper CABLE | https://drive.google.com/file/d/1Dv5_c7SWLtwRiN_JFyBOg-9wcepFa3aP/view?usp=sharing
997 | LDC | Industrial Flexible (FRLS) Insulated Cable - IS 694:1990 | Flexible (FRLS) Insulated Cable - | 50/0.25 | 24 | Per Meter | Kei | 1267.8 | 40 % | 2113 | IN STOCK | Copper | Unarmoured | BLACK | Class 5 (Flexible) | PVC | FRLSH | 2.5 | Unshielded | Upto 1100V | 19 CORE | OEM | FRLSH | 2.5 SQMM X 19 CORE Unarmoured Copper CABLE | https://drive.google.com/file/d/1Dv5_c7SWLtwRiN_JFyBOg-9wcepFa3aP/view?usp=sharing
998 | LDC | Industrial Flexible (FRLS) Insulated Cable - IS 694:1990 | Flexible (FRLS) Insulated Cable - | 16/0.20 | 5 | Per Meter | Kei | 33.09 | 40 % | 55.15 | IN STOCK | Copper | Unarmoured | BLACK | Class 5 (Flexible) | PVC | PVC | 0.5 | Unshielded | Upto 1100V | 2 CORE | OEM | PVC | 0.5 SQMM X 2 CORE Unarmoured Copper CABLE | https://drive.google.com/file/d/166UBZ0XzhlqYum1lFbT65GkJTGdIwIPB/view?usp=sharing
999 | LDC | Industrial Flexible (FRLS) Insulated Cable - IS 694:1990 | Flexible (FRLS) Insulated Cable - | 24/0.20 | 8 | Per Meter | Kei | 47.1 | 40 % | 78.5 | IN STOCK | Copper | Unarmoured | BLACK | Class 5 (Flexible) | PVC | PVC | 0.75 | Unshielded | Upto 1100V | 2 CORE | OEM | PVC | 0.75 SQMM X 2 CORE Unarmoured Copper CABLE | https://drive.google.com/file/d/166UBZ0XzhlqYum1lFbT65GkJTGdIwIPB/view?usp=sharing
1000 | LDC | Industrial Flexible (FRLS) Insulated Cable - IS 694:1990 | Flexible (FRLS) Insulated Cable - | 32/0.20 | 13 | Per Meter | Kei | 58.86 | 40 % | 98.1 | IN STOCK | Copper | Unarmoured | BLACK | Class 5 (Flexible) | PVC | PVC | 1 | Unshielded | Upto 1100V | 2 CORE | OEM | PVC | 1 SQMM X 2 CORE Unarmoured Copper CABLE | https://drive.google.com/file/d/166UBZ0XzhlqYum1lFbT65GkJTGdIwIPB/view?usp=sharing
1001 | LDC | Industrial Flexible (FRLS) Insulated Cable - IS 694:1990 | Flexible (FRLS) Insulated Cable - | 30/0.25 | 17 | Per Meter | Kei | 82.5 | 40 % | 137.5 | IN STOCK | Copper | Unarmoured | BLACK | Class 5 (Flexible) | PVC | PVC | 1.5 | Unshielded | Upto 1100V | 2 CORE | OEM | PVC | 1.5 SQMM X 2 CORE Unarmoured Copper CABLE | https://drive.google.com/file/d/166UBZ0XzhlqYum1lFbT65GkJTGdIwIPB/view?usp=sharing
1002 | LDC | Industrial Flexible (FRLS) Insulated Cable - IS 694:1990 | Flexible (FRLS) Insulated Cable - | 50/0.25 | 24 | Per Meter | Kei | 132.45 | 40 % | 220.75 | IN STOCK | Copper | Unarmoured | BLACK | Class 5 (Flexible) | PVC | PVC | 2.5 | Unshielded | Upto 1100V | 2 CORE | OEM | PVC | 2.5 SQMM X 2 CORE Unarmoured Copper CABLE | https://drive.google.com/file/d/166UBZ0XzhlqYum1lFbT65GkJTGdIwIPB/view?usp=sharing
1003 | LDC | Industrial Flexible (FRLS) Insulated Cable - IS 694:1990 | Flexible (FRLS) Insulated Cable - | 56/0.30 | 30 | Per Meter | Kei | 199.8 | 40 % | 333 | IN STOCK | Copper | Unarmoured | BLACK | Class 5 (Flexible) | PVC | PVC | 4 | Unshielded | Upto 1100V | 2 CORE | OEM | PVC | 4 SQMM X 2 CORE Unarmoured Copper CABLE | https://drive.google.com/file/d/166UBZ0XzhlqYum1lFbT65GkJTGdIwIPB/view?usp=sharing
1004 | LDC | Industrial Flexible (FRLS) Insulated Cable - IS 694:1990 | Flexible (FRLS) Insulated Cable - | 84/0.30 | 38 | Per Meter | Kei | 295.8 | 40 % | 493 | IN STOCK | Copper | Unarmoured | BLACK | Class 5 (Flexible) | PVC | PVC | 6 | Unshielded | Upto 1100V | 2 CORE | OEM | PVC | 6 SQMM X 2 CORE Unarmoured Copper CABLE | https://drive.google.com/file/d/166UBZ0XzhlqYum1lFbT65GkJTGdIwIPB/view?usp=sharing
1005 | LDC | Industrial Flexible (FRLS) Insulated Cable - IS 694:1990 | Flexible (FRLS) Insulated Cable - | 80/0.40 | 52 | Per Meter | Kei | 507 | 40 % | 845 | IN STOCK | Copper | Unarmoured | BLACK | Class 5 (Flexible) | PVC | PVC | 10 | Unshielded | Upto 1100V | 2 CORE | OEM | PVC | 10 SQMM X 2 CORE Unarmoured Copper CABLE | https://drive.google.com/file/d/166UBZ0XzhlqYum1lFbT65GkJTGdIwIPB/view?usp=sharing
1006 | LDC | Industrial Flexible (FRLS) Insulated Cable - IS 694:1990 | Flexible (FRLS) Insulated Cable - | 126/0.4 | 70 | Per Meter | Kei | 785.4 | 40 % | 1309 | IN STOCK | Copper | Unarmoured | BLACK | Class 5 (Flexible) | PVC | FRLSH | 16 | Unshielded | Upto 1100V | 2 CORE | OEM | FRLSH | 16 SQMM X 2 CORE Unarmoured Copper CABLE | https://drive.google.com/file/d/166UBZ0XzhlqYum1lFbT65GkJTGdIwIPB/view?usp=sharing
1007 | LDC | Industrial Flexible (FRLS) Insulated Cable - IS 694:1990 | Flexible (FRLS) Insulated Cable - | 196/0.4 | 88 | Per Meter | Kei | 1318.2 | 40 % | 2197 | IN STOCK | Copper | Unarmoured | BLACK | Class 5 (Flexible) | PVC | FRLSH | 25 | Unshielded | Upto 1100V | 2 CORE | OEM | FRLSH | 25 SQMM X 2 CORE Unarmoured Copper CABLE | https://drive.google.com/file/d/166UBZ0XzhlqYum1lFbT65GkJTGdIwIPB/view?usp=sharing
1008 | LDC | Industrial Flexible (FRLS) Insulated Cable - IS 694:1990 | Flexible (FRLS) Insulated Cable - | 276/0.4 | 110 | Per Meter | Kei | 1831.8 | 40 % | 3053 | IN STOCK | Copper | Unarmoured | BLACK | Class 5 (Flexible) | PVC | FRLSH | 35 | Unshielded | Upto 1100V | 2 CORE | OEM | FRLSH | 35 SQMM X 2 CORE Unarmoured Copper CABLE | https://drive.google.com/file/d/166UBZ0XzhlqYum1lFbT65GkJTGdIwIPB/view?usp=sharing
1009 | LDC | Industrial Flexible (FRLS) Insulated Cable - IS 694:1990 | Flexible (FRLS) Insulated Cable - | 396/0.4 | 145 | Per Meter | Kei | 2599.2 | 40 % | 4332 | IN STOCK | Copper | Unarmoured | BLACK | Class 5 (Flexible) | PVC | FRLSH | 50 | Unshielded | Upto 1100V | 2 CORE | OEM | FRLSH | 50 SQMM X 2 CORE Unarmoured Copper CABLE | https://drive.google.com/file/d/166UBZ0XzhlqYum1lFbT65GkJTGdIwIPB/view?usp=sharing
1010 | LDC | Industrial Flexible (FRLS) Insulated Cable - IS 694:1990 | Flexible (FRLS) Insulated Cable - | 354/0.5 | 215 | Per Meter | Kei | 3649.8 | 40 % | 6083 | IN STOCK | Copper | Unarmoured | BLACK | Class 5 (Flexible) | PVC | FRLSH | 70 | Unshielded | Upto 1100V | 2 CORE | OEM | FRLSH | 70 SQMM X 2 CORE Unarmoured Copper CABLE | https://drive.google.com/file/d/166UBZ0XzhlqYum1lFbT65GkJTGdIwIPB/view?usp=sharing
1011 | LDC | Industrial Flexible (FRLS) Insulated Cable - IS 694:1990 | Flexible (FRLS) Insulated Cable - | 16/0.20 | 5 | Per Meter | Kei | 349.2 | 40 % | 582 | IN STOCK | Copper | Unarmoured | BLACK | Class 5 (Flexible) | PVC | FRLSH | 0.5 | Unshielded | Upto 1100V | 24 CORE | OEM | FRLSH | 0.5 SQMM X 24 CORE Unarmoured Copper CABLE | https://drive.google.com/file/d/1Dv5_c7SWLtwRiN_JFyBOg-9wcepFa3aP/view?usp=sharing
1012 | LDC | Industrial Flexible (FRLS) Insulated Cable - IS 694:1990 | Flexible (FRLS) Insulated Cable - | 24/0.20 | 8 | Per Meter | Kei | 510.6 | 40 % | 851 | IN STOCK | Copper | Unarmoured | BLACK | Class 5 (Flexible) | PVC | FRLSH | 0.75 | Unshielded | Upto 1100V | 24 CORE | OEM | FRLSH | 0.75 SQMM X 24 CORE Unarmoured Copper CABLE | https://drive.google.com/file/d/1Dv5_c7SWLtwRiN_JFyBOg-9wcepFa3aP/view?usp=sharing
1013 | LDC | Industrial Flexible (FRLS) Insulated Cable - IS 694:1990 | Flexible (FRLS) Insulated Cable - | 32/0.20 | 13 | Per Meter | Kei | 668.4 | 40 % | 1114 | IN STOCK | Copper | Unarmoured | BLACK | Class 5 (Flexible) | PVC | FRLSH | 1 | Unshielded | Upto 1100V | 24 CORE | OEM | FRLSH | 1 SQMM X 24 CORE Unarmoured Copper CABLE | https://drive.google.com/file/d/1Dv5_c7SWLtwRiN_JFyBOg-9wcepFa3aP/view?usp=sharing
1014 | LDC | Industrial Flexible (FRLS) Insulated Cable - IS 694:1990 | Flexible (FRLS) Insulated Cable - | 30/0.25 | 17 | Per Meter | Kei | 967.2 | 40 % | 1612 | IN STOCK | Copper | Unarmoured | BLACK | Class 5 (Flexible) | PVC | FRLSH | 1.5 | Unshielded | Upto 1100V | 24 CORE | OEM | FRLSH | 1.5 SQMM X 24 CORE Unarmoured Copper CABLE | https://drive.google.com/file/d/1Dv5_c7SWLtwRiN_JFyBOg-9wcepFa3aP/view?usp=sharing
1015 | LDC | Industrial Flexible (FRLS) Insulated Cable - IS 694:1990 | Flexible (FRLS) Insulated Cable - | 50/0.25 | 24 | Per Meter | Kei | 1600.2 | 40 % | 2667 | IN STOCK | Copper | Unarmoured | BLACK | Class 5 (Flexible) | PVC | FRLSH | 2.5 | Unshielded | Upto 1100V | 24 CORE | OEM | FRLSH | 2.5 SQMM X 24 CORE Unarmoured Copper CABLE | https://drive.google.com/file/d/1Dv5_c7SWLtwRiN_JFyBOg-9wcepFa3aP/view?usp=sharing
1016 | LDC | Industrial Flexible (FRLS) Insulated Cable - IS 694:1990 | Flexible (FRLS) Insulated Cable - | 16/0.20 | 5 | Per Meter | Kei | 46.41 | 40 % | 77.35 | IN STOCK | Copper | Unarmoured | BLACK | Class 5 (Flexible) | PVC | PVC | 0.5 | Unshielded | Upto 1100V | 3 CORE | OEM | PVC | 0.5 SQMM X 3 CORE Unarmoured Copper CABLE | https://drive.google.com/file/d/19dTUs0RvB14RV7b06WQ9TvVcgKiKT7VK/view?usp=sharing
1017 | LDC | Industrial Flexible (FRLS) Insulated Cable - IS 694:1990 | Flexible (FRLS) Insulated Cable - | 24/0.20 | 8 | Per Meter | Kei | 64.95 | 40 % | 108.25 | IN STOCK | Copper | Unarmoured | BLACK | Class 5 (Flexible) | PVC | PVC | 0.75 | Unshielded | Upto 1100V | 3 CORE | OEM | PVC | 0.75 SQMM X 3 CORE Unarmoured Copper CABLE | https://drive.google.com/file/d/19dTUs0RvB14RV7b06WQ9TvVcgKiKT7VK/view?usp=sharing
1018 | LDC | Industrial Flexible (FRLS) Insulated Cable - IS 694:1990 | Flexible (FRLS) Insulated Cable - | 32/0.20 | 13 | Per Meter | Kei | 84 | 40 % | 140 | IN STOCK | Copper | Unarmoured | BLACK | Class 5 (Flexible) | PVC | PVC | 1 | Unshielded | Upto 1100V | 3 CORE | OEM | PVC | 1 SQMM X 3 CORE Unarmoured Copper CABLE | https://drive.google.com/file/d/19dTUs0RvB14RV7b06WQ9TvVcgKiKT7VK/view?usp=sharing
1019 | LDC | Industrial Flexible (FRLS) Insulated Cable - IS 694:1990 | Flexible (FRLS) Insulated Cable - | 30/0.25 | 17 | Per Meter | Kei | 117.66 | 40 % | 196.1 | IN STOCK | Copper | Unarmoured | BLACK | Class 5 (Flexible) | PVC | PVC | 1.5 | Unshielded | Upto 1100V | 3 CORE | OEM | PVC | 1.5 SQMM X 3 CORE Unarmoured Copper CABLE | https://drive.google.com/file/d/19dTUs0RvB14RV7b06WQ9TvVcgKiKT7VK/view?usp=sharing
1020 | LDC | Industrial Flexible (FRLS) Insulated Cable - IS 694:1990 | Flexible (FRLS) Insulated Cable - | 50/0.25 | 24 | Per Meter | Kei | 189 | 40 % | 315 | IN STOCK | Copper | Unarmoured | BLACK | Class 5 (Flexible) | PVC | PVC | 2.5 | Unshielded | Upto 1100V | 3 CORE | OEM | PVC | 2.5 SQMM X 3 CORE Unarmoured Copper CABLE | https://drive.google.com/file/d/19dTUs0RvB14RV7b06WQ9TvVcgKiKT7VK/view?usp=sharing
1021 | LDC | Industrial Flexible (FRLS) Insulated Cable - IS 694:1990 | Flexible (FRLS) Insulated Cable - | 56/0.30 | 30 | Per Meter | Kei | 291.6 | 40 % | 486 | IN STOCK | Copper | Unarmoured | BLACK | Class 5 (Flexible) | PVC | PVC | 4 | Unshielded | Upto 1100V | 3 CORE | OEM | PVC | 4 SQMM X 3 CORE Unarmoured Copper CABLE | https://drive.google.com/file/d/19dTUs0RvB14RV7b06WQ9TvVcgKiKT7VK/view?usp=sharing
1022 | LDC | Industrial Flexible (FRLS) Insulated Cable - IS 694:1990 | Flexible (FRLS) Insulated Cable - | 84/0.30 | 38 | Per Meter | Kei | 431.4 | 40 % | 719 | IN STOCK | Copper | Unarmoured | BLACK | Class 5 (Flexible) | PVC | PVC | 6 | Unshielded | Upto 1100V | 3 CORE | OEM | PVC | 6 SQMM X 3 CORE Unarmoured Copper CABLE | https://drive.google.com/file/d/19dTUs0RvB14RV7b06WQ9TvVcgKiKT7VK/view?usp=sharing
1023 | LDC | Industrial Flexible (FRLS) Insulated Cable - IS 694:1990 | Flexible (FRLS) Insulated Cable - | 80/0.40 | 52 | Per Meter | Kei | 744.6 | 40 % | 1241 | IN STOCK | Copper | Unarmoured | BLACK | Class 5 (Flexible) | PVC | PVC | 10 | Unshielded | Upto 1100V | 3 CORE | OEM | PVC | 10 SQMM X 3 CORE Unarmoured Copper CABLE | https://drive.google.com/file/d/19dTUs0RvB14RV7b06WQ9TvVcgKiKT7VK/view?usp=sharing
1024 | LDC | Industrial Flexible (FRLS) Insulated Cable - IS 694:1990 | Flexible (FRLS) Insulated Cable - | 126/0.4 | 70 | Per Meter | Kei | 1150.2 | 40 % | 1917 | IN STOCK | Copper | Unarmoured | BLACK | Class 5 (Flexible) | PVC | FRLSH | 16 | Unshielded | Upto 1100V | 3 CORE | OEM | FRLSH | 16 SQMM X 3 CORE Unarmoured Copper CABLE | https://drive.google.com/file/d/19dTUs0RvB14RV7b06WQ9TvVcgKiKT7VK/view?usp=sharing
1025 | LDC | Industrial Flexible (FRLS) Insulated Cable - IS 694:1990 | Flexible (FRLS) Insulated Cable - | 196/0.4 | 88 | Per Meter | Kei | 1927.8 | 40 % | 3213 | IN STOCK | Copper | Unarmoured | BLACK | Class 5 (Flexible) | PVC | FRLSH | 25 | Unshielded | Upto 1100V | 3 CORE | OEM | FRLSH | 25 SQMM X 3 CORE Unarmoured Copper CABLE | https://drive.google.com/file/d/19dTUs0RvB14RV7b06WQ9TvVcgKiKT7VK/view?usp=sharing
1026 | LDC | Industrial Flexible (FRLS) Insulated Cable - IS 694:1990 | Flexible (FRLS) Insulated Cable - | 276/0.4 | 110 | Per Meter | Kei | 2689.2 | 40 % | 4482 | IN STOCK | Copper | Unarmoured | BLACK | Class 5 (Flexible) | PVC | FRLSH | 35 | Unshielded | Upto 1100V | 3 CORE | OEM | FRLSH | 35 SQMM X 3 CORE Unarmoured Copper CABLE | https://drive.google.com/file/d/19dTUs0RvB14RV7b06WQ9TvVcgKiKT7VK/view?usp=sharing
1027 | LDC | Industrial Flexible (FRLS) Insulated Cable - IS 694:1990 | Flexible (FRLS) Insulated Cable - | 396/0.4 | 145 | Per Meter | Kei | 3830.4 | 40 % | 6384 | IN STOCK | Copper | Unarmoured | BLACK | Class 5 (Flexible) | PVC | FRLSH | 50 | Unshielded | Upto 1100V | 3 CORE | OEM | FRLSH | 50 SQMM X 3 CORE Unarmoured Copper CABLE | https://drive.google.com/file/d/19dTUs0RvB14RV7b06WQ9TvVcgKiKT7VK/view?usp=sharing
1028 | LDC | Industrial Flexible (FRLS) Insulated Cable - IS 694:1990 | Flexible (FRLS) Insulated Cable - | 354/0.5 | 215 | Per Meter | Kei | 5329.8 | 40 % | 8883 | IN STOCK | Copper | Unarmoured | BLACK | Class 5 (Flexible) | PVC | FRLSH | 70 | Unshielded | Upto 1100V | 3 CORE | OEM | FRLSH | 70 SQMM X 3 CORE Unarmoured Copper CABLE | https://drive.google.com/file/d/19dTUs0RvB14RV7b06WQ9TvVcgKiKT7VK/view?usp=sharing
1029 | LDC | Industrial Flexible (FRLS) Insulated Cable - IS 694:1990 | Flexible (FRLS) Insulated Cable - | 484/0.5 | 260 | Per Meter | Kei | 7342.2 | 40 % | 12237 | IN STOCK | Copper | Unarmoured | BLACK | Class 5 (Flexible) | PVC | FRLSH | 95 | Unshielded | Upto 1100V | 3 CORE | OEM | FRLSH | 95 SQMM X 3 CORE Unarmoured Copper CABLE | https://drive.google.com/file/d/19dTUs0RvB14RV7b06WQ9TvVcgKiKT7VK/view?usp=sharing
1030 | LDC | Industrial Flexible (FRLS) Insulated Cable - IS 694:1990 | Flexible (FRLS) Insulated Cable - | 608/0.5 | 305 | Per Meter | Kei | 9386.4 | 40 % | 15644 | IN STOCK | Copper | Unarmoured | BLACK | Class 5 (Flexible) | PVC | FRLSH | 120 | Unshielded | Upto 1100V | 3 CORE | OEM | FRLSH | 120 SQMM X 3 CORE Unarmoured Copper CABLE | https://drive.google.com/file/d/19dTUs0RvB14RV7b06WQ9TvVcgKiKT7VK/view?usp=sharing
1031 | LDC | Industrial Flexible (FRLS) Insulated Cable - IS 694:1990 | Flexible (FRLS) Insulated Cable - | 750/0.5 | 355 | Per Meter | Kei | 11826.6 | 40 % | 19711 | IN STOCK | Copper | Unarmoured | BLACK | Class 5 (Flexible) | PVC | FRLSH | 150 | Unshielded | Upto 1100V | 3 CORE | OEM | FRLSH | 150 SQMM X 3 CORE Unarmoured Copper CABLE | https://drive.google.com/file/d/19dTUs0RvB14RV7b06WQ9TvVcgKiKT7VK/view?usp=sharing
1032 | LDC | Industrial Flexible (FRLS) Insulated Cable - IS 694:1990 | Flexible (FRLS) Insulated Cable - | 925/0.5 | 415 | Per Meter | Kei | 14271.6 | 40 % | 23786 | IN STOCK | Copper | Unarmoured | BLACK | Class 5 (Flexible) | PVC | FRLSH | 185 | Unshielded | Upto 1100V | 3 CORE | OEM | FRLSH | 185 SQMM X 3 CORE Unarmoured Copper CABLE | https://drive.google.com/file/d/19dTUs0RvB14RV7b06WQ9TvVcgKiKT7VK/view?usp=sharing
1033 | LDC | Industrial Flexible (FRLS) Insulated Cable - IS 694:1990 | Flexible (FRLS) Insulated Cable - | 1210/0.5 | 500 | Per Meter | Kei | 19022.4 | 40 % | 31704 | IN STOCK | Copper | Unarmoured | BLACK | Class 5 (Flexible) | PVC | FRLSH | 240 | Unshielded | Upto 1100V | 3 CORE | OEM | FRLSH | 240 SQMM X 3 CORE Unarmoured Copper CABLE | https://drive.google.com/file/d/19dTUs0RvB14RV7b06WQ9TvVcgKiKT7VK/view?usp=sharing
1034 | LDC | Industrial Flexible (FRLS) Insulated Cable - IS 694:1990 | Flexible (FRLS) Insulated Cable - | 1527/0.5 | 585 | Per Meter | Kei | 23212.8 | 40 % | 38688 | IN STOCK | Copper | Unarmoured | BLACK | Class 5 (Flexible) | PVC | FRLSH | 300 | Unshielded | Upto 1100V | 3 CORE | OEM | FRLSH | 300 SQMM X 3 CORE Unarmoured Copper CABLE | https://drive.google.com/file/d/19dTUs0RvB14RV7b06WQ9TvVcgKiKT7VK/view?usp=sharing
1035 | LDC | Industrial Flexible (FRLS) Insulated Cable - IS 694:1990 | Flexible (FRLS) Insulated Cable - | 2036/0.5 | 695 | Per Meter | Kei | 30366.6 | 40 % | 50611 | IN STOCK | Copper | Unarmoured | BLACK | Class 5 (Flexible) | PVC | FRLSH | 400 | Unshielded | Upto 1100V | 3 CORE | OEM | FRLSH | 400 SQMM X 3 CORE Unarmoured Copper CABLE | https://drive.google.com/file/d/19dTUs0RvB14RV7b06WQ9TvVcgKiKT7VK/view?usp=sharing
1036 | LDC | Industrial Flexible (FRLS) Insulated Cable - IS 694:1990 | Flexible (FRLS) Insulated Cable - | 16/0.20 | 5 | Per Meter | Kei | 60.9 | 40 % | 101.5 | IN STOCK | Copper | Unarmoured | BLACK | Class 5 (Flexible) | PVC | PVC | 0.5 | Unshielded | Upto 1100V | 4 CORE | OEM | PVC | 0.5 SQMM X 4 CORE Unarmoured Copper CABLE | https://drive.google.com/file/d/13VFKkHl3v-6KEnITmlajXF23yBdgjePb/view?usp=sharing
1037 | LDC | Industrial Flexible (FRLS) Insulated Cable - IS 694:1990 | Flexible (FRLS) Insulated Cable - | 24/0.20 | 8 | Per Meter | Kei | 85.92 | 40 % | 143.2 | IN STOCK | Copper | Unarmoured | BLACK | Class 5 (Flexible) | PVC | PVC | 0.75 | Unshielded | Upto 1100V | 4 CORE | OEM | PVC | 0.75 SQMM X 4 CORE Unarmoured Copper CABLE | https://drive.google.com/file/d/13VFKkHl3v-6KEnITmlajXF23yBdgjePb/view?usp=sharing
1038 | LDC | Industrial Flexible (FRLS) Insulated Cable - IS 694:1990 | Flexible (FRLS) Insulated Cable - | 32/0.20 | 13 | Per Meter | Kei | 110.7 | 40 % | 184.5 | IN STOCK | Copper | Unarmoured | BLACK | Class 5 (Flexible) | PVC | PVC | 1 | Unshielded | Upto 1100V | 4 CORE | OEM | PVC | 1 SQMM X 4 CORE Unarmoured Copper CABLE | https://drive.google.com/file/d/13VFKkHl3v-6KEnITmlajXF23yBdgjePb/view?usp=sharing
1039 | LDC | Industrial Flexible (FRLS) Insulated Cable - IS 694:1990 | Flexible (FRLS) Insulated Cable - | 30/0.25 | 17 | Per Meter | Kei | 157.29 | 40 % | 262.15 | IN STOCK | Copper | Unarmoured | BLACK | Class 5 (Flexible) | PVC | PVC | 1.5 | Unshielded | Upto 1100V | 4 CORE | OEM | PVC | 1.5 SQMM X 4 CORE Unarmoured Copper CABLE | https://drive.google.com/file/d/13VFKkHl3v-6KEnITmlajXF23yBdgjePb/view?usp=sharing
1040 | LDC | Industrial Flexible (FRLS) Insulated Cable - IS 694:1990 | Flexible (FRLS) Insulated Cable - | 50/0.25 | 24 | Per Meter | Kei | 255.9 | 40 % | 426.5 | IN STOCK | Copper | Unarmoured | BLACK | Class 5 (Flexible) | PVC | PVC | 2.5 | Unshielded | Upto 1100V | 4 CORE | OEM | PVC | 2.5 SQMM X 4 CORE Unarmoured Copper CABLE | https://drive.google.com/file/d/13VFKkHl3v-6KEnITmlajXF23yBdgjePb/view?usp=sharing
1041 | LDC | Industrial Flexible (FRLS) Insulated Cable - IS 694:1990 | Flexible (FRLS) Insulated Cable - | 56/0.30 | 30 | Per Meter | Kei | 382.8 | 40 % | 638 | IN STOCK | Copper | Unarmoured | BLACK | Class 5 (Flexible) | PVC | PVC | 4 | Unshielded | Upto 1100V | 4 CORE | OEM | PVC | 4 SQMM X 4 CORE Unarmoured Copper CABLE | https://drive.google.com/file/d/13VFKkHl3v-6KEnITmlajXF23yBdgjePb/view?usp=sharing
1042 | LDC | Industrial Flexible (FRLS) Insulated Cable - IS 694:1990 | Flexible (FRLS) Insulated Cable - | 84/0.30 | 38 | Per Meter | Kei | 570.6 | 40 % | 951 | IN STOCK | Copper | Unarmoured | BLACK | Class 5 (Flexible) | PVC | PVC | 6 | Unshielded | Upto 1100V | 4 CORE | OEM | PVC | 6 SQMM X 4 CORE Unarmoured Copper CABLE | https://drive.google.com/file/d/13VFKkHl3v-6KEnITmlajXF23yBdgjePb/view?usp=sharing
1043 | LDC | Industrial Flexible (FRLS) Insulated Cable - IS 694:1990 | Flexible (FRLS) Insulated Cable - | 80/0.40 | 52 | Per Meter | Kei | 981.6 | 40 % | 1636 | IN STOCK | Copper | Unarmoured | BLACK | Class 5 (Flexible) | PVC | PVC | 10 | Unshielded | Upto 1100V | 4 CORE | OEM | PVC | 10 SQMM X 4 CORE Unarmoured Copper CABLE | https://drive.google.com/file/d/13VFKkHl3v-6KEnITmlajXF23yBdgjePb/view?usp=sharing
1044 | LDC | Industrial Flexible (FRLS) Insulated Cable - IS 694:1990 | Flexible (FRLS) Insulated Cable - | 126/0.4 | 70 | Per Meter | Kei | 1521 | 40 % | 2535 | IN STOCK | Copper | Unarmoured | BLACK | Class 5 (Flexible) | PVC | FRLSH | 16 | Unshielded | Upto 1100V | 4 CORE | OEM | FRLSH | 16 SQMM X 4 CORE Unarmoured Copper CABLE | https://drive.google.com/file/d/13VFKkHl3v-6KEnITmlajXF23yBdgjePb/view?usp=sharing
1045 | LDC | Industrial Flexible (FRLS) Insulated Cable - IS 694:1990 | Flexible (FRLS) Insulated Cable - | 196/0.4 | 88 | Per Meter | Kei | 2556 | 40 % | 4260 | IN STOCK | Copper | Unarmoured | BLACK | Class 5 (Flexible) | PVC | FRLSH | 25 | Unshielded | Upto 1100V | 4 CORE | OEM | FRLSH | 25 SQMM X 4 CORE Unarmoured Copper CABLE | https://drive.google.com/file/d/13VFKkHl3v-6KEnITmlajXF23yBdgjePb/view?usp=sharing
1046 | LDC | Industrial Flexible (FRLS) Insulated Cable - IS 694:1990 | Flexible (FRLS) Insulated Cable - | 276/0.4 | 110 | Per Meter | Kei | 3562.8 | 40 % | 5938 | IN STOCK | Copper | Unarmoured | BLACK | Class 5 (Flexible) | PVC | FRLSH | 35 | Unshielded | Upto 1100V | 4 CORE | OEM | FRLSH | 35 SQMM X 4 CORE Unarmoured Copper CABLE | https://drive.google.com/file/d/13VFKkHl3v-6KEnITmlajXF23yBdgjePb/view?usp=sharing
1047 | LDC | Industrial Flexible (FRLS) Insulated Cable - IS 694:1990 | Flexible (FRLS) Insulated Cable - | 396/0.4 | 145 | Per Meter | Kei | 5064.6 | 40 % | 8441 | IN STOCK | Copper | Unarmoured | BLACK | Class 5 (Flexible) | PVC | FRLSH | 50 | Unshielded | Upto 1100V | 4 CORE | OEM | FRLSH | 50 SQMM X 4 CORE Unarmoured Copper CABLE | https://drive.google.com/file/d/13VFKkHl3v-6KEnITmlajXF23yBdgjePb/view?usp=sharing
1048 | LDC | Industrial Flexible (FRLS) Insulated Cable - IS 694:1990 | Flexible (FRLS) Insulated Cable - | 354/0.5 | 215 | Per Meter | Kei | 7070.4 | 40 % | 11784 | IN STOCK | Copper | Unarmoured | BLACK | Class 5 (Flexible) | PVC | FRLSH | 70 | Unshielded | Upto 1100V | 4 CORE | OEM | FRLSH | 70 SQMM X 4 CORE Unarmoured Copper CABLE | https://drive.google.com/file/d/13VFKkHl3v-6KEnITmlajXF23yBdgjePb/view?usp=sharing
1049 | LDC | Industrial Flexible (FRLS) Insulated Cable - IS 694:1990 | Flexible (FRLS) Insulated Cable - | 484/0.5 | 260 | Per Meter | Kei | 9717.6 | 40 % | 16196 | IN STOCK | Copper | Unarmoured | BLACK | Class 5 (Flexible) | PVC | FRLSH | 95 | Unshielded | Upto 1100V | 4 CORE | OEM | FRLSH | 95 SQMM X 4 CORE Unarmoured Copper CABLE | https://drive.google.com/file/d/13VFKkHl3v-6KEnITmlajXF23yBdgjePb/view?usp=sharing
1050 | LDC | Industrial Flexible (FRLS) Insulated Cable - IS 694:1990 | Flexible (FRLS) Insulated Cable - | 608/0.5 | 305 | Per Meter | Kei | 12493.2 | 40 % | 20822 | IN STOCK | Copper | Unarmoured | BLACK | Class 5 (Flexible) | PVC | FRLSH | 120 | Unshielded | Upto 1100V | 4 CORE | OEM | FRLSH | 120 SQMM X 4 CORE Unarmoured Copper CABLE | https://drive.google.com/file/d/13VFKkHl3v-6KEnITmlajXF23yBdgjePb/view?usp=sharing
1051 | LDC | Industrial Flexible (FRLS) Insulated Cable - IS 694:1990 | Flexible (FRLS) Insulated Cable - | 750/0.5 | 355 | Per Meter | Kei | 15628.8 | 40 % | 26048 | IN STOCK | Copper | Unarmoured | BLACK | Class 5 (Flexible) | PVC | FRLSH | 150 | Unshielded | Upto 1100V | 4 CORE | OEM | FRLSH | 150 SQMM X 4 CORE Unarmoured Copper CABLE | https://drive.google.com/file/d/13VFKkHl3v-6KEnITmlajXF23yBdgjePb/view?usp=sharing
1052 | LDC | Industrial Flexible (FRLS) Insulated Cable - IS 694:1990 | Flexible (FRLS) Insulated Cable - | 925/0.5 | 415 | Per Meter | Kei | 18868.8 | 40 % | 31448 | IN STOCK | Copper | Unarmoured | BLACK | Class 5 (Flexible) | PVC | FRLSH | 185 | Unshielded | Upto 1100V | 4 CORE | OEM | FRLSH | 185 SQMM X 4 CORE Unarmoured Copper CABLE | https://drive.google.com/file/d/13VFKkHl3v-6KEnITmlajXF23yBdgjePb/view?usp=sharing
1053 | LDC | Industrial Flexible (FRLS) Insulated Cable - IS 694:1990 | Flexible (FRLS) Insulated Cable - | 1210/0.5 | 500 | Per Meter | Kei | 24981 | 40 % | 41635 | IN STOCK | Copper | Unarmoured | BLACK | Class 5 (Flexible) | PVC | FRLSH | 240 | Unshielded | Upto 1100V | 4 CORE | OEM | FRLSH | 240 SQMM X 4 CORE Unarmoured Copper CABLE | https://drive.google.com/file/d/13VFKkHl3v-6KEnITmlajXF23yBdgjePb/view?usp=sharing
1054 | LDC | Industrial Flexible (FRLS) Insulated Cable - IS 694:1990 | Flexible (FRLS) Insulated Cable - | 1527/0.5 | 585 | Per Meter | Kei | 31303.8 | 40 % | 52173 | IN STOCK | Copper | Unarmoured | BLACK | Class 5 (Flexible) | PVC | FRLSH | 300 | Unshielded | Upto 1100V | 4 CORE | OEM | FRLSH | 300 SQMM X 4 CORE Unarmoured Copper CABLE | https://drive.google.com/file/d/13VFKkHl3v-6KEnITmlajXF23yBdgjePb/view?usp=sharing
1055 | LDC | Industrial Flexible (FRLS) Insulated Cable - IS 694:1990 | Flexible (FRLS) Insulated Cable - | 2036/0.5 | 695 | Per Meter | Kei | 41740.8 | 40 % | 69568 | IN STOCK | Copper | Unarmoured | BLACK | Class 5 (Flexible) | PVC | FRLSH | 400 | Unshielded | Upto 1100V | 4 CORE | OEM | FRLSH | 400 SQMM X 4 CORE Unarmoured Copper CABLE | https://drive.google.com/file/d/13VFKkHl3v-6KEnITmlajXF23yBdgjePb/view?usp=sharing
1056 | LDC | Industrial Flexible (FRLS) Insulated Cable - IS 694:1990 | Flexible (FRLS) Insulated Cable - | 16/0.20 | 5 | Per Meter | Kei | 77.91 | 40 % | 129.85 | IN STOCK | Copper | Unarmoured | BLACK | Class 5 (Flexible) | PVC | FRLSH | 0.5 | Unshielded | Upto 1100V | 5 CORE | OEM | FRLSH | 0.5 SQMM X 5 CORE Unarmoured Copper CABLE | https://drive.google.com/file/d/1knZR4bnyCYWM3nG-uNR5PigyL99v6tJ1/view?usp=sharing
1057 | LDC | Industrial Flexible (FRLS) Insulated Cable - IS 694:1990 | Flexible (FRLS) Insulated Cable - | 24/0.20 | 8 | Per Meter | Kei | 112.2 | 40 % | 187 | IN STOCK | Copper | Unarmoured | BLACK | Class 5 (Flexible) | PVC | FRLSH | 0.75 | Unshielded | Upto 1100V | 5 CORE | OEM | FRLSH | 0.75 SQMM X 5 CORE Unarmoured Copper CABLE | https://drive.google.com/file/d/1knZR4bnyCYWM3nG-uNR5PigyL99v6tJ1/view?usp=sharing
1058 | LDC | Industrial Flexible (FRLS) Insulated Cable - IS 694:1990 | Flexible (FRLS) Insulated Cable - | 32/0.20 | 13 | Per Meter | Kei | 146.58 | 40 % | 244.3 | IN STOCK | Copper | Unarmoured | BLACK | Class 5 (Flexible) | PVC | FRLSH | 1 | Unshielded | Upto 1100V | 5 CORE | OEM | FRLSH | 1 SQMM X 5 CORE Unarmoured Copper CABLE | https://drive.google.com/file/d/1knZR4bnyCYWM3nG-uNR5PigyL99v6tJ1/view?usp=sharing
1059 | LDC | Industrial Flexible (FRLS) Insulated Cable - IS 694:1990 | Flexible (FRLS) Insulated Cable - | 30/0.25 | 17 | Per Meter | Kei | 207.18 | 40 % | 345.3 | IN STOCK | Copper | Unarmoured | BLACK | Class 5 (Flexible) | PVC | FRLSH | 1.5 | Unshielded | Upto 1100V | 5 CORE | OEM | FRLSH | 1.5 SQMM X 5 CORE Unarmoured Copper CABLE | https://drive.google.com/file/d/1knZR4bnyCYWM3nG-uNR5PigyL99v6tJ1/view?usp=sharing
1060 | LDC | Industrial Flexible (FRLS) Insulated Cable - IS 694:1990 | Flexible (FRLS) Insulated Cable - | 50/0.25 | 24 | Per Meter | Kei | 337.2 | 40 % | 562 | IN STOCK | Copper | Unarmoured | BLACK | Class 5 (Flexible) | PVC | FRLSH | 2.5 | Unshielded | Upto 1100V | 5 CORE | OEM | FRLSH | 2.5 SQMM X 5 CORE Unarmoured Copper CABLE | https://drive.google.com/file/d/1knZR4bnyCYWM3nG-uNR5PigyL99v6tJ1/view?usp=sharing
1061 | LDC | Industrial Flexible (FRLS) Insulated Cable - IS 694:1990 | Flexible (FRLS) Insulated Cable - | 56/0.30 | 30 | Per Meter | Kei | 550.2 | 40 % | 917 | IN STOCK | Copper | Unarmoured | BLACK | Class 5 (Flexible) | PVC | FRLSH | 4 | Unshielded | Upto 1100V | 5 CORE | OEM | FRLSH | 4 SQMM X 5 CORE Unarmoured Copper CABLE | https://drive.google.com/file/d/1knZR4bnyCYWM3nG-uNR5PigyL99v6tJ1/view?usp=sharing
1062 | LDC | Industrial Flexible (FRLS) Insulated Cable - IS 694:1990 | Flexible (FRLS) Insulated Cable - | 84/0.30 | 38 | Per Meter | Kei | 815.4 | 40 % | 1359 | IN STOCK | Copper | Unarmoured | BLACK | Class 5 (Flexible) | PVC | FRLSH | 6 | Unshielded | Upto 1100V | 5 CORE | OEM | FRLSH | 6 SQMM X 5 CORE Unarmoured Copper CABLE | https://drive.google.com/file/d/1knZR4bnyCYWM3nG-uNR5PigyL99v6tJ1/view?usp=sharing
1063 | LDC | Industrial Flexible (FRLS) Insulated Cable - IS 694:1990 | Flexible (FRLS) Insulated Cable - | 80/0.40 | 52 | Per Meter | Kei | 1407.6 | 40 % | 2346 | IN STOCK | Copper | Unarmoured | BLACK | Class 5 (Flexible) | PVC | FRLSH | 10 | Unshielded | Upto 1100V | 5 CORE | OEM | FRLSH | 10 SQMM X 5 CORE Unarmoured Copper CABLE | https://drive.google.com/file/d/1knZR4bnyCYWM3nG-uNR5PigyL99v6tJ1/view?usp=sharing
1064 | LDC | Industrial Flexible (FRLS) Insulated Cable - IS 694:1990 | Flexible (FRLS) Insulated Cable - | 126/0.4 | 70 | Per Meter | Kei | 2133.6 | 40 % | 3556 | IN STOCK | Copper | Unarmoured | BLACK | Class 5 (Flexible) | PVC | FRLSH | 16 | Unshielded | Upto 1100V | 5 CORE | OEM | FRLSH | 16 SQMM X 5 CORE Unarmoured Copper CABLE | https://drive.google.com/file/d/1knZR4bnyCYWM3nG-uNR5PigyL99v6tJ1/view?usp=sharing
1065 | LDC | Industrial Flexible (FRLS) Insulated Cable - IS 694:1990 | Flexible (FRLS) Insulated Cable - | 196/0.4 | 88 | Per Meter | Kei | 3394.8 | 40 % | 5658 | IN STOCK | Copper | Unarmoured | BLACK | Class 5 (Flexible) | PVC | FRLSH | 25 | Unshielded | Upto 1100V | 5 CORE | OEM | FRLSH | 25 SQMM X 5 CORE Unarmoured Copper CABLE | https://drive.google.com/file/d/1knZR4bnyCYWM3nG-uNR5PigyL99v6tJ1/view?usp=sharing
1066 | LDC | Industrial Flexible (FRLS) Insulated Cable - IS 694:1990 | Flexible (FRLS) Insulated Cable - | 276/0.4 | 110 | Per Meter | Kei | 4725 | 40 % | 7875 | IN STOCK | Copper | Unarmoured | BLACK | Class 5 (Flexible) | PVC | FRLSH | 35 | Unshielded | Upto 1100V | 5 CORE | OEM | FRLSH | 35 SQMM X 5 CORE Unarmoured Copper CABLE | https://drive.google.com/file/d/1knZR4bnyCYWM3nG-uNR5PigyL99v6tJ1/view?usp=sharing
1067 | LDC | Industrial Flexible (FRLS) Insulated Cable - IS 694:1990 | Flexible (FRLS) Insulated Cable - | 396/0.4 | 145 | Per Meter | Kei | 6744.6 | 40 % | 11241 | IN STOCK | Copper | Unarmoured | BLACK | Class 5 (Flexible) | PVC | FRLSH | 50 | Unshielded | Upto 1100V | 5 CORE | OEM | FRLSH | 50 SQMM X 5 CORE Unarmoured Copper CABLE | https://drive.google.com/file/d/1knZR4bnyCYWM3nG-uNR5PigyL99v6tJ1/view?usp=sharing
1068 | LDC | Industrial Flexible (FRLS) Insulated Cable - IS 694:1990 | Flexible (FRLS) Insulated Cable - | 354/0.5 | 215 | Per Meter | Kei | 9381 | 40 % | 15635 | IN STOCK | Copper | Unarmoured | BLACK | Class 5 (Flexible) | PVC | FRLSH | 70 | Unshielded | Upto 1100V | 5 CORE | OEM | FRLSH | 70 SQMM X 5 CORE Unarmoured Copper CABLE | https://drive.google.com/file/d/1knZR4bnyCYWM3nG-uNR5PigyL99v6tJ1/view?usp=sharing
1069 | LDC | Industrial Flexible (FRLS) Insulated Cable - IS 694:1990 | Flexible (FRLS) Insulated Cable - | 16/0.20 | 5 | Per Meter | Kei | 77.91 | 40 % | 129.85 | IN STOCK | Copper | Unarmoured | BLACK | Class 5 (Flexible) | PVC | FRLSH | 0.5 | Unshielded | Upto 1100V | 6 CORE | OEM | FRLSH | 0.5 SQMM X 6 CORE Unarmoured Copper CABLE | https://drive.google.com/file/d/1Wn1e7hms4-P9uAlJ1qUhICqPRuaSyaV4/view?usp=sharing
1070 | LDC | Industrial Flexible (FRLS) Insulated Cable - IS 694:1990 | Flexible (FRLS) Insulated Cable - | 24/0.20 | 8 | Per Meter | Kei | 133.89 | 40 % | 223.15 | IN STOCK | Copper | Unarmoured | BLACK | Class 5 (Flexible) | PVC | FRLSH | 0.75 | Unshielded | Upto 1100V | 6 CORE | OEM | FRLSH | 0.75 SQMM X 6 CORE Unarmoured Copper CABLE | https://drive.google.com/file/d/1Wn1e7hms4-P9uAlJ1qUhICqPRuaSyaV4/view?usp=sharing
1071 | LDC | Industrial Flexible (FRLS) Insulated Cable - IS 694:1990 | Flexible (FRLS) Insulated Cable - | 32/0.20 | 13 | Per Meter | Kei | 174.6 | 40 % | 291 | IN STOCK | Copper | Unarmoured | BLACK | Class 5 (Flexible) | PVC | FRLSH | 1 | Unshielded | Upto 1100V | 6 CORE | OEM | FRLSH | 1 SQMM X 6 CORE Unarmoured Copper CABLE | https://drive.google.com/file/d/1Wn1e7hms4-P9uAlJ1qUhICqPRuaSyaV4/view?usp=sharing
1072 | LDC | Industrial Flexible (FRLS) Insulated Cable - IS 694:1990 | Flexible (FRLS) Insulated Cable - | 30/0.25 | 17 | Per Meter | Kei | 245.58 | 40 % | 409.3 | IN STOCK | Copper | Unarmoured | BLACK | Class 5 (Flexible) | PVC | FRLSH | 1.5 | Unshielded | Upto 1100V | 6 CORE | OEM | FRLSH | 1.5 SQMM X 6 CORE Unarmoured Copper CABLE | https://drive.google.com/file/d/1Wn1e7hms4-P9uAlJ1qUhICqPRuaSyaV4/view?usp=sharing
1073 | LDC | Industrial Flexible (FRLS) Insulated Cable - IS 694:1990 | Flexible (FRLS) Insulated Cable - | 50/0.25 | 24 | Per Meter | Kei | 407.4 | 40 % | 679 | IN STOCK | Copper | Unarmoured | BLACK | Class 5 (Flexible) | PVC | FRLSH | 2.5 | Unshielded | Upto 1100V | 6 CORE | OEM | FRLSH | 2.5 SQMM X 6 CORE Unarmoured Copper CABLE | https://drive.google.com/file/d/1Wn1e7hms4-P9uAlJ1qUhICqPRuaSyaV4/view?usp=sharing
1074 | LDC | Industrial Flexible (FRLS) Insulated Cable - IS 694:1990 | Flexible (FRLS) Insulated Cable - | 56/0.30 | 30 | Per Meter | Kei | 658.8 | 40 % | 1098 | IN STOCK | Copper | Unarmoured | BLACK | Class 5 (Flexible) | PVC | FRLSH | 4 | Unshielded | Upto 1100V | 6 CORE | OEM | FRLSH | 4 SQMM X 6 CORE Unarmoured Copper CABLE | https://drive.google.com/file/d/1Wn1e7hms4-P9uAlJ1qUhICqPRuaSyaV4/view?usp=sharing
1075 | LDC | Industrial Flexible (FRLS) Insulated Cable - IS 694:1990 | Flexible (FRLS) Insulated Cable - | 84/0.30 | 38 | Per Meter | Kei | 976.8 | 40 % | 1628 | IN STOCK | Copper | Unarmoured | BLACK | Class 5 (Flexible) | PVC | FRLSH | 6 | Unshielded | Upto 1100V | 6 CORE | OEM | FRLSH | 6 SQMM X 6 CORE Unarmoured Copper CABLE | https://drive.google.com/file/d/1Wn1e7hms4-P9uAlJ1qUhICqPRuaSyaV4/view?usp=sharing
1076 | LDC | Industrial Flexible (FRLS) Insulated Cable - IS 694:1990 | Flexible (FRLS) Insulated Cable - | 16/0.20 | 5 | Per Meter | Kei | 105 | 40 % | 175 | IN STOCK | Copper | Unarmoured | BLACK | Class 5 (Flexible) | PVC | FRLSH | 0.5 | Unshielded | Upto 1100V | 7 CORE | OEM | FRLSH | 0.5 SQMM X 7 CORE Unarmoured Copper CABLE | https://drive.google.com/file/d/1sWi_Eh7yqjS04u8uEe8HLUf4RWnaoef_/view?usp=sharing
1077 | LDC | Industrial Flexible (FRLS) Insulated Cable - IS 694:1990 | Flexible (FRLS) Insulated Cable - | 24/0.20 | 8 | Per Meter | Kei | 153.93 | 40 % | 256.55 | IN STOCK | Copper | Unarmoured | BLACK | Class 5 (Flexible) | PVC | FRLSH | 0.75 | Unshielded | Upto 1100V | 7 CORE | OEM | FRLSH | 0.75 SQMM X 7 CORE Unarmoured Copper CABLE | https://drive.google.com/file/d/1sWi_Eh7yqjS04u8uEe8HLUf4RWnaoef_/view?usp=sharing
1078 | LDC | Industrial Flexible (FRLS) Insulated Cable - IS 694:1990 | Flexible (FRLS) Insulated Cable - | 32/0.20 | 13 | Per Meter | Kei | 200.4 | 40 % | 334 | IN STOCK | Copper | Unarmoured | BLACK | Class 5 (Flexible) | PVC | FRLSH | 1 | Unshielded | Upto 1100V | 7 CORE | OEM | FRLSH | 1 SQMM X 7 CORE Unarmoured Copper CABLE | https://drive.google.com/file/d/1sWi_Eh7yqjS04u8uEe8HLUf4RWnaoef_/view?usp=sharing
1079 | LDC | Industrial Flexible (FRLS) Insulated Cable - IS 694:1990 | Flexible (FRLS) Insulated Cable - | 30/0.25 | 17 | Per Meter | Kei | 285.6 | 40 % | 476 | IN STOCK | Copper | Unarmoured | BLACK | Class 5 (Flexible) | PVC | FRLSH | 1.5 | Unshielded | Upto 1100V | 7 CORE | OEM | FRLSH | 1.5 SQMM X 7 CORE Unarmoured Copper CABLE | https://drive.google.com/file/d/1sWi_Eh7yqjS04u8uEe8HLUf4RWnaoef_/view?usp=sharing
1080 | LDC | Industrial Flexible (FRLS) Insulated Cable - IS 694:1990 | Flexible (FRLS) Insulated Cable - | 50/0.25 | 24 | Per Meter | Kei | 469.8 | 40 % | 783 | IN STOCK | Copper | Unarmoured | BLACK | Class 5 (Flexible) | PVC | FRLSH | 2.5 | Unshielded | Upto 1100V | 7 CORE | OEM | FRLSH | 2.5 SQMM X 7 CORE Unarmoured Copper CABLE | https://drive.google.com/file/d/1sWi_Eh7yqjS04u8uEe8HLUf4RWnaoef_/view?usp=sharing
1081 | LDC | Industrial Flexible (FRLS) Insulated Cable - IS 694:1990 | Flexible (FRLS) Insulated Cable - | 56/0.30 | 30 | Per Meter | Kei | 800.4 | 40 % | 1334 | IN STOCK | Copper | Unarmoured | BLACK | Class 5 (Flexible) | PVC | FRLSH | 4 | Unshielded | Upto 1100V | 7 CORE | OEM | FRLSH | 4 SQMM X 7 CORE Unarmoured Copper CABLE | https://drive.google.com/file/d/1sWi_Eh7yqjS04u8uEe8HLUf4RWnaoef_/view?usp=sharing
1082 | LDC | Industrial Flexible (FRLS) Insulated Cable - IS 694:1990 | Flexible (FRLS) Insulated Cable - | 16/0.20 | 5 | Per Meter | Kei | 122.88 | 40 % | 204.8 | IN STOCK | Copper | Unarmoured | BLACK | Class 5 (Flexible) | PVC | FRLSH | 0.5 | Unshielded | Upto 1100V | 8 CORE | OEM | FRLSH | 0.5 SQMM X 8 CORE Unarmoured Copper CABLE | https://drive.google.com/file/d/1sWi_Eh7yqjS04u8uEe8HLUf4RWnaoef_/view?usp=sharing
1083 | LDC | Industrial Flexible (FRLS) Insulated Cable - IS 694:1990 | Flexible (FRLS) Insulated Cable - | 24/0.20 | 8 | Per Meter | Kei | 176.4 | 40 % | 294 | IN STOCK | Copper | Unarmoured | BLACK | Class 5 (Flexible) | PVC | FRLSH | 0.75 | Unshielded | Upto 1100V | 8 CORE | OEM | FRLSH | 0.75 SQMM X 8 CORE Unarmoured Copper CABLE | https://drive.google.com/file/d/1sWi_Eh7yqjS04u8uEe8HLUf4RWnaoef_/view?usp=sharing
1084 | LDC | Industrial Flexible (FRLS) Insulated Cable - IS 694:1990 | Flexible (FRLS) Insulated Cable - | 32/0.20 | 13 | Per Meter | Kei | 230.4 | 40 % | 384 | IN STOCK | Copper | Unarmoured | BLACK | Class 5 (Flexible) | PVC | FRLSH | 1 | Unshielded | Upto 1100V | 8 CORE | OEM | FRLSH | 1 SQMM X 8 CORE Unarmoured Copper CABLE | https://drive.google.com/file/d/1sWi_Eh7yqjS04u8uEe8HLUf4RWnaoef_/view?usp=sharing
1085 | LDC | Industrial Flexible (FRLS) Insulated Cable - IS 694:1990 | Flexible (FRLS) Insulated Cable - | 30/0.25 | 17 | Per Meter | Kei | 327.6 | 40 % | 546 | IN STOCK | Copper | Unarmoured | BLACK | Class 5 (Flexible) | PVC | FRLSH | 1.5 | Unshielded | Upto 1100V | 8 CORE | OEM | FRLSH | 1.5 SQMM X 8 CORE Unarmoured Copper CABLE | https://drive.google.com/file/d/1sWi_Eh7yqjS04u8uEe8HLUf4RWnaoef_/view?usp=sharing
1086 | LDC | Industrial Flexible (FRLS) Insulated Cable - IS 694:1990 | Flexible (FRLS) Insulated Cable - | 50/0.25 | 24 | Per Meter | Kei | 538.8 | 40 % | 898 | IN STOCK | Copper | Unarmoured | BLACK | Class 5 (Flexible) | PVC | FRLSH | 2.5 | Unshielded | Upto 1100V | 8 CORE | OEM | FRLSH | 2.5 SQMM X 8 CORE Unarmoured Copper CABLE | https://drive.google.com/file/d/1sWi_Eh7yqjS04u8uEe8HLUf4RWnaoef_/view?usp=sharing
1087 | LDC | Industrial Flexible (FRLS) Insulated Cable - IS 694:1990 | (FRLS) Insulated Cable | 16/0.20 | 5 | Per Meter | Kei | 0 | 40 % |  | IN STOCK | Copper | Unarmoured | BLACK | Class 5 (Flexible) | FRLSH | FRLSH | 0.5 | Unshielded | Upto 1100V | 1 CORE | OEM | FRLSH | 0.5 SQMM X 1 CORE Unarmoured Copper CABLE | https://drive.google.com/file/d/1VEGBEMbDNHXJFS5YSZQdngzO5TPxOfWN/view?usp=sharing
1088 | LDC | Industrial Flexible (FRLS) Insulated Cable - IS 694:1990 | (FRLS) Insulated Cable | 24/0.20 | 8 | Per Meter | Kei | 0 | 40 % |  | IN STOCK | Copper | Unarmoured | BLACK | Class 5 (Flexible) | FRLSH | FRLSH | 0.75 | Unshielded | Upto 1100V | 1 CORE | OEM | FRLSH | 0.75 SQMM X 1 CORE Unarmoured Copper CABLE | https://drive.google.com/file/d/1VEGBEMbDNHXJFS5YSZQdngzO5TPxOfWN/view?usp=sharing
1089 | LDC | Industrial Flexible (FRLS) Insulated Cable - IS 694:1990 | (FRLS) Insulated Cable | 32/0.20 | 13 | Per Meter | Kei | 0 | 40 % |  | IN STOCK | Copper | Unarmoured | BLACK | Class 5 (Flexible) | FRLSH | FRLSH | 1 | Unshielded | Upto 1100V | 1 CORE | OEM | FRLSH | 1 SQMM X 1 CORE Unarmoured Copper CABLE | https://drive.google.com/file/d/1VEGBEMbDNHXJFS5YSZQdngzO5TPxOfWN/view?usp=sharing
1090 | LDC | Industrial Flexible (FRLS) Insulated Cable - IS 694:1990 | (FRLS) Insulated Cable | 30/0.25 | 17 | Per Meter | Kei | 0 | 40 % |  | IN STOCK | Copper | Unarmoured | BLACK | Class 5 (Flexible) | FRLSH | FRLSH | 1.5 | Unshielded | Upto 1100V | 1 CORE | OEM | FRLSH | 1.5 SQMM X 1 CORE Unarmoured Copper CABLE | https://drive.google.com/file/d/1VEGBEMbDNHXJFS5YSZQdngzO5TPxOfWN/view?usp=sharing
1091 | LDC | Industrial Flexible (FRLS) Insulated Cable - IS 694:1990 | (FRLS) Insulated Cable | 50/0.25 | 24 | Per Meter | Kei | 0 | 40 % |  | IN STOCK | Copper | Unarmoured | BLACK | Class 5 (Flexible) | FRLSH | FRLSH | 2.5 | Unshielded | Upto 1100V | 1 CORE | OEM | FRLSH | 2.5 SQMM X 1 CORE Unarmoured Copper CABLE | https://drive.google.com/file/d/1VEGBEMbDNHXJFS5YSZQdngzO5TPxOfWN/view?usp=sharing
1092 | LDC | Industrial Flexible (FRLS) Insulated Cable - IS 694:1990 | (FRLS) Insulated Cable | 56/0.30 | 30 | Per Meter | Kei | 0 | 40 % |  | IN STOCK | Copper | Unarmoured | BLACK | Class 5 (Flexible) | FRLSH | FRLSH | 4 | Unshielded | Upto 1100V | 1 CORE | OEM | FRLSH | 4 SQMM X 1 CORE Unarmoured Copper CABLE | https://drive.google.com/file/d/1VEGBEMbDNHXJFS5YSZQdngzO5TPxOfWN/view?usp=sharing
1093 | LDC | Industrial Flexible (FRLS) Insulated Cable - IS 694:1990 | (FRLS) Insulated Cable | 84/0.30 | 38 | Per Meter | Kei | 0 | 40 % |  | IN STOCK | Copper | Unarmoured | BLACK | Class 5 (Flexible) | FRLSH | FRLSH | 6 | Unshielded | Upto 1100V | 1 CORE | OEM | FRLSH | 6 SQMM X 1 CORE Unarmoured Copper CABLE | https://drive.google.com/file/d/1VEGBEMbDNHXJFS5YSZQdngzO5TPxOfWN/view?usp=sharing
1094 | LDC | Industrial Flexible (FRLS) Insulated Cable - IS 694:1990 | (FRLS) Insulated Cable | 80/0.40 | 52 | Per Meter | Kei | 0 | 40 % |  | IN STOCK | Copper | Unarmoured | BLACK | Class 5 (Flexible) | FRLSH | FRLSH | 10 | Unshielded | Upto 1100V | 1 CORE | OEM | FRLSH | 10 SQMM X 1 CORE Unarmoured Copper CABLE | https://drive.google.com/file/d/1VEGBEMbDNHXJFS5YSZQdngzO5TPxOfWN/view?usp=sharing
1095 | LDC | Industrial Flexible (FRLS) Insulated Cable - IS 694:1990 | (FRLS) Insulated Cable | 126/0.4 | 70 | Per Meter | Kei | 0 | 40 % |  | IN STOCK | Copper | Unarmoured | BLACK | Class 5 (Flexible) | FRLSH | FRLSH | 16 | Unshielded | Upto 1100V | 1 CORE | OEM | FRLSH | 16 SQMM X 1 CORE Unarmoured Copper CABLE | https://drive.google.com/file/d/1VEGBEMbDNHXJFS5YSZQdngzO5TPxOfWN/view?usp=sharing
1096 | LDC | Industrial Flexible (FRLS) Insulated Cable - IS 694:1990 | (FRLS) Insulated Cable | 196/0.4 | 88 | Per Meter | Kei | 0 | 40 % |  | IN STOCK | Copper | Unarmoured | BLACK | Class 5 (Flexible) | FRLSH | FRLSH | 25 | Unshielded | Upto 1100V | 1 CORE | OEM | FRLSH | 25 SQMM X 1 CORE Unarmoured Copper CABLE | https://drive.google.com/file/d/1VEGBEMbDNHXJFS5YSZQdngzO5TPxOfWN/view?usp=sharing
1097 | LDC | Industrial Flexible (FRLS) Insulated Cable - IS 694:1990 | (FRLS) Insulated Cable | 276/0.4 | 110 | Per Meter | Kei | 0 | 40 % |  | IN STOCK | Copper | Unarmoured | BLACK | Class 5 (Flexible) | FRLSH | FRLSH | 35 | Unshielded | Upto 1100V | 1 CORE | OEM | FRLSH | 35 SQMM X 1 CORE Unarmoured Copper CABLE | https://drive.google.com/file/d/1VEGBEMbDNHXJFS5YSZQdngzO5TPxOfWN/view?usp=sharing
1098 | LDC | Industrial Flexible (FRLS) Insulated Cable - IS 694:1990 | (FRLS) Insulated Cable | 396/0.4 | 145 | Per Meter | Kei | 0 | 40 % |  | IN STOCK | Copper | Unarmoured | BLACK | Class 5 (Flexible) | FRLSH | FRLSH | 50 | Unshielded | Upto 1100V | 1 CORE | OEM | FRLSH | 50 SQMM X 1 CORE Unarmoured Copper CABLE | https://drive.google.com/file/d/1VEGBEMbDNHXJFS5YSZQdngzO5TPxOfWN/view?usp=sharing
1099 | LDC | Industrial Flexible (FRLS) Insulated Cable - IS 694:1990 | (FRLS) Insulated Cable | 354/0.5 | 215 | Per Meter | Kei | 0 | 40 % |  | IN STOCK | Copper | Unarmoured | BLACK | Class 5 (Flexible) | FRLSH | FRLSH | 70 | Unshielded | Upto 1100V | 1 CORE | OEM | FRLSH | 70 SQMM X 1 CORE Unarmoured Copper CABLE | https://drive.google.com/file/d/1VEGBEMbDNHXJFS5YSZQdngzO5TPxOfWN/view?usp=sharing
1100 | LDC | Industrial Flexible (FRLS) Insulated Cable - IS 694:1990 | (FRLS) Insulated Cable | 484/0.5 | 260 | Per Meter | Kei | 0 | 40 % |  | IN STOCK | Copper | Unarmoured | BLACK | Class 5 (Flexible) | FRLSH | FRLSH | 95 | Unshielded | Upto 1100V | 1 CORE | OEM | FRLSH | 95 SQMM X 1 CORE Unarmoured Copper CABLE | https://drive.google.com/file/d/1VEGBEMbDNHXJFS5YSZQdngzO5TPxOfWN/view?usp=sharing
1101 | LDC | Industrial Flexible (FRLS) Insulated Cable - IS 694:1990 | (FRLS) Insulated Cable | 608/0.5 | 305 | Per Meter | Kei | 0 | 40 % |  | IN STOCK | Copper | Unarmoured | BLACK | Class 5 (Flexible) | FRLSH | FRLSH | 120 | Unshielded | Upto 1100V | 1 CORE | OEM | FRLSH | 120 SQMM X 1 CORE Unarmoured Copper CABLE | https://drive.google.com/file/d/1VEGBEMbDNHXJFS5YSZQdngzO5TPxOfWN/view?usp=sharing
1102 | LDC | Industrial Flexible (FRLS) Insulated Cable - IS 694:1990 | (FRLS) Insulated Cable | 750/0.5 | 355 | Per Meter | Kei | 0 | 40 % |  | IN STOCK | Copper | Unarmoured | BLACK | Class 5 (Flexible) | FRLSH | FRLSH | 150 | Unshielded | Upto 1100V | 1 CORE | OEM | FRLSH | 150 SQMM X 1 CORE Unarmoured Copper CABLE | https://drive.google.com/file/d/1VEGBEMbDNHXJFS5YSZQdngzO5TPxOfWN/view?usp=sharing
1103 | LDC | Industrial Flexible (FRLS) Insulated Cable - IS 694:1990 | (FRLS) Insulated Cable | 925/0.5 | 415 | Per Meter | Kei | 0 | 40 % |  | IN STOCK | Copper | Unarmoured | BLACK | Class 5 (Flexible) | FRLSH | FRLSH | 185 | Unshielded | Upto 1100V | 1 CORE | OEM | FRLSH | 185 SQMM X 1 CORE Unarmoured Copper CABLE | https://drive.google.com/file/d/1VEGBEMbDNHXJFS5YSZQdngzO5TPxOfWN/view?usp=sharing
1104 | LDC | Industrial Flexible (FRLS) Insulated Cable - IS 694:1990 | (FRLS) Insulated Cable | 1210/0.5 | 500 | Per Meter | Kei | 0 | 40 % |  | IN STOCK | Copper | Unarmoured | BLACK | Class 5 (Flexible) | FRLSH | FRLSH | 240 | Unshielded | Upto 1100V | 1 CORE | OEM | FRLSH | 240 SQMM X 1 CORE Unarmoured Copper CABLE | https://drive.google.com/file/d/1VEGBEMbDNHXJFS5YSZQdngzO5TPxOfWN/view?usp=sharing
1105 | LDC | Industrial Flexible (FRLS) Insulated Cable - IS 694:1990 | (FRLS) Insulated Cable | 1527/0.5 | 585 | Per Meter | Kei | 0 | 40 % |  | IN STOCK | Copper | Unarmoured | BLACK | Class 5 (Flexible) | FRLSH | FRLSH | 300 | Unshielded | Upto 1100V | 1 CORE | OEM | FRLSH | 300 SQMM X 1 CORE Unarmoured Copper CABLE | https://drive.google.com/file/d/1VEGBEMbDNHXJFS5YSZQdngzO5TPxOfWN/view?usp=sharing
1106 | LDC | Industrial Flexible (FRLS) Insulated Cable - IS 694:1990 | (FRLS) Insulated Cable | 2036/0.5 | 695 | Per Meter | Kei | 0 | 40 % |  | IN STOCK | Copper | Unarmoured | BLACK | Class 5 (Flexible) | FRLSH | FRLSH | 400 | Unshielded | Upto 1100V | 1 CORE | OEM | FRLSH | 400 SQMM X 1 CORE Unarmoured Copper CABLE | https://drive.google.com/file/d/1VEGBEMbDNHXJFS5YSZQdngzO5TPxOfWN/view?usp=sharing
1107 | LDC | Industrial Flexible (FRLS) Insulated Cable - IS 694:1990 | (FRLS) Insulated Cable | 16/0.20 | 5 | Per Meter | Kei | 0 | 40 % |  | IN STOCK | Copper | Unarmoured | BLACK | Class 5 (Flexible) | PVC | FRLSH | 0.5 | Unshielded | Upto 1100V | 2 CORE | OEM | FRLSH | 0.5 SQMM X 2 CORE Unarmoured Copper CABLE | https://drive.google.com/file/d/1n_iAOjdoUoDzGAnxPQO2Vr947qjUa0bb/view?usp=sharing
1108 | LDC | Industrial Flexible (FRLS) Insulated Cable - IS 694:1990 | (FRLS) Insulated Cable | 24/0.20 | 8 | Per Meter | Kei | 0 | 40 % |  | IN STOCK | Copper | Unarmoured | BLACK | Class 5 (Flexible) | PVC | FRLSH | 0.75 | Unshielded | Upto 1100V | 2 CORE | OEM | FRLSH | 0.75 SQMM X 2 CORE Unarmoured Copper CABLE | https://drive.google.com/file/d/1n_iAOjdoUoDzGAnxPQO2Vr947qjUa0bb/view?usp=sharing
1109 | LDC | Industrial Flexible (FRLS) Insulated Cable - IS 694:1990 | (FRLS) Insulated Cable | 32/0.20 | 13 | Per Meter | Kei | 0 | 40 % |  | IN STOCK | Copper | Unarmoured | BLACK | Class 5 (Flexible) | PVC | FRLSH | 1 | Unshielded | Upto 1100V | 2 CORE | OEM | FRLSH | 1 SQMM X 2 CORE Unarmoured Copper CABLE | https://drive.google.com/file/d/1n_iAOjdoUoDzGAnxPQO2Vr947qjUa0bb/view?usp=sharing
1110 | LDC | Industrial Flexible (FRLS) Insulated Cable - IS 694:1990 | (FRLS) Insulated Cable | 30/0.25 | 17 | Per Meter | Kei | 0 | 40 % |  | IN STOCK | Copper | Unarmoured | BLACK | Class 5 (Flexible) | PVC | FRLSH | 1.5 | Unshielded | Upto 1100V | 2 CORE | OEM | FRLSH | 1.5 SQMM X 2 CORE Unarmoured Copper CABLE | https://drive.google.com/file/d/1n_iAOjdoUoDzGAnxPQO2Vr947qjUa0bb/view?usp=sharing
1111 | LDC | Industrial Flexible (FRLS) Insulated Cable - IS 694:1990 | (FRLS) Insulated Cable | 50/0.25 | 24 | Per Meter | Kei | 0 | 40 % |  | IN STOCK | Copper | Unarmoured | BLACK | Class 5 (Flexible) | PVC | FRLSH | 2.5 | Unshielded | Upto 1100V | 2 CORE | OEM | FRLSH | 2.5 SQMM X 2 CORE Unarmoured Copper CABLE | https://drive.google.com/file/d/1n_iAOjdoUoDzGAnxPQO2Vr947qjUa0bb/view?usp=sharing
1112 | LDC | Industrial Flexible (FRLS) Insulated Cable - IS 694:1990 | (FRLS) Insulated Cable | 56/0.30 | 30 | Per Meter | Kei | 0 | 40 % |  | IN STOCK | Copper | Unarmoured | BLACK | Class 5 (Flexible) | PVC | FRLSH | 4 | Unshielded | Upto 1100V | 2 CORE | OEM | FRLSH | 4 SQMM X 2 CORE Unarmoured Copper CABLE | https://drive.google.com/file/d/1n_iAOjdoUoDzGAnxPQO2Vr947qjUa0bb/view?usp=sharing
1113 | LDC | Industrial Flexible (FRLS) Insulated Cable - IS 694:1990 | (FRLS) Insulated Cable | 84/0.30 | 38 | Per Meter | Kei | 0 | 40 % |  | IN STOCK | Copper | Unarmoured | BLACK | Class 5 (Flexible) | PVC | FRLSH | 6 | Unshielded | Upto 1100V | 2 CORE | OEM | FRLSH | 6 SQMM X 2 CORE Unarmoured Copper CABLE | https://drive.google.com/file/d/1n_iAOjdoUoDzGAnxPQO2Vr947qjUa0bb/view?usp=sharing
1114 | LDC | Industrial Flexible (FRLS) Insulated Cable - IS 694:1990 | (FRLS) Insulated Cable | 80/0.40 | 52 | Per Meter | Kei | 0 | 40 % |  | IN STOCK | Copper | Unarmoured | BLACK | Class 5 (Flexible) | PVC | FRLSH | 10 | Unshielded | Upto 1100V | 2 CORE | OEM | FRLSH | 10 SQMM X 2 CORE Unarmoured Copper CABLE | https://drive.google.com/file/d/1n_iAOjdoUoDzGAnxPQO2Vr947qjUa0bb/view?usp=sharing
1115 | LDC | Industrial Flexible (FRLS) Insulated Cable - IS 694:1990 | (FRLS) Insulated Cable | 16/0.20 | 5 | Per Meter | Kei | 0 | 40 % |  | IN STOCK | Copper | Unarmoured | BLACK | Class 5 (Flexible) | PVC | FRLSH | 0.5 | Unshielded | Upto 1100V | 3 CORE | OEM | FRLSH | 0.5 SQMM X 3 CORE Unarmoured Copper CABLE | https://drive.google.com/file/d/15PnfoRodHp7l7WNN_Zl_QqAmBM_nEl1h/view?usp=sharing
1116 | LDC | Industrial Flexible (FRLS) Insulated Cable - IS 694:1990 | (FRLS) Insulated Cable | 24/0.20 | 8 | Per Meter | Kei | 0 | 40 % |  | IN STOCK | Copper | Unarmoured | BLACK | Class 5 (Flexible) | PVC | FRLSH | 0.75 | Unshielded | Upto 1100V | 3 CORE | OEM | FRLSH | 0.75 SQMM X 3 CORE Unarmoured Copper CABLE | https://drive.google.com/file/d/15PnfoRodHp7l7WNN_Zl_QqAmBM_nEl1h/view?usp=sharing
1117 | LDC | Industrial Flexible (FRLS) Insulated Cable - IS 694:1990 | (FRLS) Insulated Cable | 32/0.20 | 13 | Per Meter | Kei | 0 | 40 % |  | IN STOCK | Copper | Unarmoured | BLACK | Class 5 (Flexible) | PVC | FRLSH | 1 | Unshielded | Upto 1100V | 3 CORE | OEM | FRLSH | 1 SQMM X 3 CORE Unarmoured Copper CABLE | https://drive.google.com/file/d/15PnfoRodHp7l7WNN_Zl_QqAmBM_nEl1h/view?usp=sharing
1118 | LDC | Industrial Flexible (FRLS) Insulated Cable - IS 694:1990 | (FRLS) Insulated Cable | 30/0.25 | 17 | Per Meter | Kei | 0 | 40 % |  | IN STOCK | Copper | Unarmoured | BLACK | Class 5 (Flexible) | PVC | FRLSH | 1.5 | Unshielded | Upto 1100V | 3 CORE | OEM | FRLSH | 1.5 SQMM X 3 CORE Unarmoured Copper CABLE | https://drive.google.com/file/d/15PnfoRodHp7l7WNN_Zl_QqAmBM_nEl1h/view?usp=sharing
1119 | LDC | Industrial Flexible (FRLS) Insulated Cable - IS 694:1990 | (FRLS) Insulated Cable | 50/0.25 | 24 | Per Meter | Kei | 0 | 40 % |  | IN STOCK | Copper | Unarmoured | BLACK | Class 5 (Flexible) | PVC | FRLSH | 2.5 | Unshielded | Upto 1100V | 3 CORE | OEM | FRLSH | 2.5 SQMM X 3 CORE Unarmoured Copper CABLE | https://drive.google.com/file/d/15PnfoRodHp7l7WNN_Zl_QqAmBM_nEl1h/view?usp=sharing
1120 | LDC | Industrial Flexible (FRLS) Insulated Cable - IS 694:1990 | (FRLS) Insulated Cable | 56/0.30 | 30 | Per Meter | Kei | 0 | 40 % |  | IN STOCK | Copper | Unarmoured | BLACK | Class 5 (Flexible) | PVC | FRLSH | 4 | Unshielded | Upto 1100V | 3 CORE | OEM | FRLSH | 4 SQMM X 3 CORE Unarmoured Copper CABLE | https://drive.google.com/file/d/15PnfoRodHp7l7WNN_Zl_QqAmBM_nEl1h/view?usp=sharing
1121 | LDC | Industrial Flexible (FRLS) Insulated Cable - IS 694:1990 | (FRLS) Insulated Cable | 84/0.30 | 38 | Per Meter | Kei | 0 | 40 % |  | IN STOCK | Copper | Unarmoured | BLACK | Class 5 (Flexible) | PVC | FRLSH | 6 | Unshielded | Upto 1100V | 3 CORE | OEM | FRLSH | 6 SQMM X 3 CORE Unarmoured Copper CABLE | https://drive.google.com/file/d/15PnfoRodHp7l7WNN_Zl_QqAmBM_nEl1h/view?usp=sharing
1122 | LDC | Industrial Flexible (FRLS) Insulated Cable - IS 694:1990 | (FRLS) Insulated Cable | 80/0.40 | 52 | Per Meter | Kei | 0 | 40 % |  | IN STOCK | Copper | Unarmoured | BLACK | Class 5 (Flexible) | PVC | FRLSH | 10 | Unshielded | Upto 1100V | 3 CORE | OEM | FRLSH | 10 SQMM X 3 CORE Unarmoured Copper CABLE | https://drive.google.com/file/d/15PnfoRodHp7l7WNN_Zl_QqAmBM_nEl1h/view?usp=sharing
1123 | LDC | Industrial Flexible (FRLS) Insulated Cable - IS 694:1990 | (FRLS) Insulated Cable | 16/0.20 | 5 | Per Meter | Kei | 0 | 40 % |  | IN STOCK | Copper | Unarmoured | BLACK | Class 5 (Flexible) | PVC | FRLSH | 0.5 | Unshielded | Upto 1100V | 4 CORE | OEM | FRLSH | 0.5 SQMM X 4 CORE Unarmoured Copper CABLE | https://drive.google.com/file/d/13VFKkHl3v-6KEnITmlajXF23yBdgjePb/view?usp=sharing
1124 | LDC | Industrial Flexible (FRLS) Insulated Cable - IS 694:1990 | (FRLS) Insulated Cable | 24/0.20 | 8 | Per Meter | Kei | 0 | 40 % |  | IN STOCK | Copper | Unarmoured | BLACK | Class 5 (Flexible) | PVC | FRLSH | 0.75 | Unshielded | Upto 1100V | 4 CORE | OEM | FRLSH | 0.75 SQMM X 4 CORE Unarmoured Copper CABLE | https://drive.google.com/file/d/13VFKkHl3v-6KEnITmlajXF23yBdgjePb/view?usp=sharing
1125 | LDC | Industrial Flexible (FRLS) Insulated Cable - IS 694:1990 | (FRLS) Insulated Cable | 32/0.20 | 13 | Per Meter | Kei | 0 | 40 % |  | IN STOCK | Copper | Unarmoured | BLACK | Class 5 (Flexible) | PVC | FRLSH | 1 | Unshielded | Upto 1100V | 4 CORE | OEM | FRLSH | 1 SQMM X 4 CORE Unarmoured Copper CABLE | https://drive.google.com/file/d/13VFKkHl3v-6KEnITmlajXF23yBdgjePb/view?usp=sharing
1126 | LDC | Industrial Flexible (FRLS) Insulated Cable - IS 694:1990 | (FRLS) Insulated Cable | 30/0.25 | 17 | Per Meter | Kei | 0 | 40 % |  | IN STOCK | Copper | Unarmoured | BLACK | Class 5 (Flexible) | PVC | FRLSH | 1.5 | Unshielded | Upto 1100V | 4 CORE | OEM | FRLSH | 1.5 SQMM X 4 CORE Unarmoured Copper CABLE | https://drive.google.com/file/d/13VFKkHl3v-6KEnITmlajXF23yBdgjePb/view?usp=sharing
1127 | LDC | Industrial Flexible (FRLS) Insulated Cable - IS 694:1990 | (FRLS) Insulated Cable | 50/0.25 | 24 | Per Meter | Kei | 0 | 40 % |  | IN STOCK | Copper | Unarmoured | BLACK | Class 5 (Flexible) | PVC | FRLSH | 2.5 | Unshielded | Upto 1100V | 4 CORE | OEM | FRLSH | 2.5 SQMM X 4 CORE Unarmoured Copper CABLE | https://drive.google.com/file/d/13VFKkHl3v-6KEnITmlajXF23yBdgjePb/view?usp=sharing
1128 | LDC | Industrial Flexible (FRLS) Insulated Cable - IS 694:1990 | (FRLS) Insulated Cable | 56/0.30 | 30 | Per Meter | Kei | 0 | 40 % |  | IN STOCK | Copper | Unarmoured | BLACK | Class 5 (Flexible) | PVC | FRLSH | 4 | Unshielded | Upto 1100V | 4 CORE | OEM | FRLSH | 4 SQMM X 4 CORE Unarmoured Copper CABLE | https://drive.google.com/file/d/13VFKkHl3v-6KEnITmlajXF23yBdgjePb/view?usp=sharing
1129 | LDC | Industrial Flexible (FRLS) Insulated Cable - IS 694:1990 | (FRLS) Insulated Cable | 84/0.30 | 38 | Per Meter | Kei | 0 | 40 % |  | IN STOCK | Copper | Unarmoured | BLACK | Class 5 (Flexible) | PVC | FRLSH | 6 | Unshielded | Upto 1100V | 4 CORE | OEM | FRLSH | 6 SQMM X 4 CORE Unarmoured Copper CABLE | https://drive.google.com/file/d/13VFKkHl3v-6KEnITmlajXF23yBdgjePb/view?usp=sharing
1130 | LDC | Industrial Flexible (FRLS) Insulated Cable - IS 694:1990 | (FRLS) Insulated Cable | 80/0.40 | 52 | Per Meter | Kei | 0 | 40 % |  | IN STOCK | Copper | Unarmoured | BLACK | Class 5 (Flexible) | PVC | FRLSH | 10 | Unshielded | Upto 1100V | 4 CORE | OEM | FRLSH | 10 SQMM X 4 CORE Unarmoured Copper CABLE | https://drive.google.com/file/d/13VFKkHl3v-6KEnITmlajXF23yBdgjePb/view?usp=sharing
1131 | LDC | 3 Core Flat Submersible Cable | SUBMERSIBLE CABLE | 22/.3 | 14 A | Per Meter | Kei | 82.89 | 40 % | 138.15 | IN STOCK | Copper | Unarmoured | BLACK | Class 5 (Flexible) | PVC | PVC | 1.5 | - | 1100 V | 3 CORE FLAT | OEM | PVC | 1.5 SQMM X 3 CORE FLAT Unarmoured Copper CABLE | https://drive.google.com/file/d/1AXcP5DpVPnet2NfBzjQ28DZJmtMzPhqj/view?usp=sharing
1132 | LDC | 3 Core Flat Submersible Cable | SUBMERSIBLE CABLE | 36/.3 | 18 A | Per Meter | Kei | 134.19 | 40 % | 223.65 | IN STOCK | Copper | Unarmoured | BLACK | Class 5 (Flexible) | PVC | PVC | 2.5 | - | 1100 V | 3 CORE FLAT | OEM | PVC | 2.5 SQMM X 3 CORE FLAT Unarmoured Copper CABLE | https://drive.google.com/file/d/1AXcP5DpVPnet2NfBzjQ28DZJmtMzPhqj/view?usp=sharing
1133 | LDC | 3 Core Flat Submersible Cable | SUBMERSIBLE CABLE | 56/.3 | 26 A | Per Meter | Kei | 207.72 | 40 % | 346.2 | IN STOCK | Copper | Unarmoured | BLACK | Class 5 (Flexible) | PVC | PVC | 4 | - | 1100 V | 3 CORE FLAT | OEM | PVC | 4 SQMM X 3 CORE FLAT Unarmoured Copper CABLE | https://drive.google.com/file/d/1AXcP5DpVPnet2NfBzjQ28DZJmtMzPhqj/view?usp=sharing
1134 | LDC | 3 Core Flat Submersible Cable | SUBMERSIBLE CABLE | 84/.3 | 31 A | Per Meter | Kei | 303.99 | 40 % | 506.65 | IN STOCK | Copper | Unarmoured | BLACK | Class 5 (Flexible) | PVC | PVC | 6 | - | 1100 V | 3 CORE FLAT | OEM | PVC | 6 SQMM X 3 CORE FLAT Unarmoured Copper CABLE | https://drive.google.com/file/d/1AXcP5DpVPnet2NfBzjQ28DZJmtMzPhqj/view?usp=sharing
1135 | LDC | 3 Core Flat Submersible Cable | SUBMERSIBLE CABLE | 80/.4 | 42 A | Per Meter | Kei | 531.48 | 40 % | 885.8 | IN STOCK | Copper | Unarmoured | BLACK | Class 5 (Flexible) | PVC | PVC | 10 | - | 1100 V | 3 CORE FLAT | OEM | PVC | 10 SQMM X 3 CORE FLAT Unarmoured Copper CABLE | https://drive.google.com/file/d/1AXcP5DpVPnet2NfBzjQ28DZJmtMzPhqj/view?usp=sharing
1136 | LDC | 3 Core Flat Submersible Cable | SUBMERSIBLE CABLE | 126/.4 | 57 A | Per Meter | Kei | 788.55 | 40 % | 1314.25 | IN STOCK | Copper | Unarmoured | BLACK | Class 5 (Flexible) | PVC | PVC | 16 | - | 1100 V | 3 CORE FLAT | OEM | PVC | 16 SQMM X 3 CORE FLAT Unarmoured Copper CABLE | https://drive.google.com/file/d/1AXcP5DpVPnet2NfBzjQ28DZJmtMzPhqj/view?usp=sharing
1137 | LDC | 3 Core Flat Submersible Cable | SUBMERSIBLE CABLE | 196/.4 | 72 A | Per Meter | Kei | 1289.01 | 40 % | 2148.35 | IN STOCK | Copper | Unarmoured | BLACK | Class 5 (Flexible) | PVC | PVC | 25 | - | 1100 V | 3 CORE FLAT | OEM | PVC | 25 SQMM X 3 CORE FLAT Unarmoured Copper CABLE | https://drive.google.com/file/d/1AXcP5DpVPnet2NfBzjQ28DZJmtMzPhqj/view?usp=sharing
1138 | LDC | 3 Core Flat Submersible Cable | SUBMERSIBLE CABLE | 276/.4 | 90 A | Per Meter | Kei | 1805.04 | 40 % | 3008.4 | IN STOCK | Copper | Unarmoured | BLACK | Class 5 (Flexible) | PVC | PVC | 35 | - | 1100 V | 3 CORE FLAT | OEM | PVC | 35 SQMM X 3 CORE FLAT Unarmoured Copper CABLE | https://drive.google.com/file/d/1AXcP5DpVPnet2NfBzjQ28DZJmtMzPhqj/view?usp=sharing
1139 | LDC | 3 Core Flat Submersible Cable | SUBMERSIBLE CABLE | 396/.4 | On Request | Per Meter | Kei | 0 | 40 % |  | IN STOCK | Copper | Unarmoured | BLACK | Class 5 (Flexible) | PVC | PVC | 50 | - | 1100 V | 3 CORE FLAT | OEM | PVC | 50 SQMM X 3 CORE FLAT Unarmoured Copper CABLE | https://drive.google.com/file/d/1AXcP5DpVPnet2NfBzjQ28DZJmtMzPhqj/view?usp=sharing
1140 | LDC | CCTV Cable | 90 Mtrs Coil |  |  | Per Coil | Kei | 2919 | 40 % | 4865 | IN STOCK | Copper | Unarmoured | Transparent |  |  |  | 3+1 |  |  | 3+1 (Video+Power) | OEM | PVC | 3+1 SQMM X 3+1 (Video+Power) Unarmoured Copper CABLE | https://drive.google.com/file/d/1ri5h5GysVpFQLagjbCqerq98_F5R8j1B/view?usp=drive_link
1141 | LDC | CCTV Cable | 180 Mtrs Coil |  |  | Per Coil | Kei | 5838 | 40 % | 9730 | IN STOCK | Copper | Unarmoured | Transparent |  |  |  | 3+1 |  |  | 3+1 (Video+Power) | OEM | PVC | 3+1 SQMM X 3+1 (Video+Power) Unarmoured Copper CABLE | https://drive.google.com/file/d/1ri5h5GysVpFQLagjbCqerq98_F5R8j1B/view?usp=drive_link
1142 | LDC | CCTV Cable | 300 Mtrs Coil |  |  | Per Coil | Kei | 9730.2 | 40 % | 16217 | IN STOCK | Copper | Unarmoured | Transparent |  |  |  | 3+1 |  |  | 3+1 (Video+Power) | OEM | PVC | 3+1 SQMM X 3+1 (Video+Power) Unarmoured Copper CABLE | https://drive.google.com/file/d/1ri5h5GysVpFQLagjbCqerq98_F5R8j1B/view?usp=drive_link
1143 | LDC | CCTV Cable | 90 Mtrs Coil |  |  | Per Coil | Kei | 3375 | 40 % | 5625 | IN STOCK | Copper | Unarmoured | Transparent |  |  |  | 4+1 |  |  | 4+1 (Video+Power) | OEM | PVC | 4+1 SQMM X 4+1 (Video+Power) Unarmoured Copper CABLE | https://drive.google.com/file/d/1iCBvCJRJgDJpb6KcYoh7vUQQe-VXRgdi/view?usp=drive_link
1144 | LDC | CCTV Cable | 180 Mtrs Coil |  |  | Per Coil | Kei | 6750 | 40 % | 11250 | IN STOCK | Copper | Unarmoured | Transparent |  |  |  | 4+1 |  |  | 4+1 (Video+Power) | OEM | PVC | 4+1 SQMM X 4+1 (Video+Power) Unarmoured Copper CABLE | https://drive.google.com/file/d/1iCBvCJRJgDJpb6KcYoh7vUQQe-VXRgdi/view?usp=drive_link
1145 | LDC | CCTV Cable | 300 Mtrs Coil |  |  | Per Coil | Kei | 11250 | 40 % | 18750 | IN STOCK | Copper | Unarmoured | Transparent |  |  |  | 4+1 |  |  | 4+1 (Video+Power) | OEM | PVC | 4+1 SQMM X 4+1 (Video+Power) Unarmoured Copper CABLE | https://drive.google.com/file/d/1iCBvCJRJgDJpb6KcYoh7vUQQe-VXRgdi/view?usp=drive_link
1146 | LDC | CCTV Cable | CCTV CABLE |  |  | Per Meter | Kei | 32.436 | 40 % | 54.06 | IN STOCK | Copper | Unarmoured | Transparent |  |  |  | 3+1 |  |  | 3+1 (Video+Power) | OEM | PVC | 3+1 SQMM X 3+1 (Video+Power) Unarmoured Copper CABLE | https://drive.google.com/file/d/1ri5h5GysVpFQLagjbCqerq98_F5R8j1B/view?usp=drive_link
1147 | LDC | CCTV Cable | CCTV CABLE |  |  | Per Meter | Kei | 37.5 | 40 % | 62.5 | IN STOCK | Copper | Unarmoured | Transparent |  |  |  | 4+1 |  |  | 4+1 (Video+Power) | OEM | PVC | 4+1 SQMM X 4+1 (Video+Power) Unarmoured Copper CABLE | https://drive.google.com/file/d/1iCBvCJRJgDJpb6KcYoh7vUQQe-VXRgdi/view?usp=drive_link
1148 | LDC | CCTV Cable | CCTV CABLE |  |  | Per Meter | Kei | 85.296 | 40 % | 142.16 | IN STOCK | Copper | Armoured | Transparent | [6 empty] | Armoured Variant | OEM | PVC | SQMM X Armoured Variant Armoured Copper CABLE | https://drive.google.com/file/d/1ri5h5GysVpFQLagjbCqerq98_F5R8j1B/view?usp=drive_link
1149 | LDC | Co-Axial Cable | RG-59 |  |  | Coil (100 Mtr) | Kei | 2481 | 40 % | 4135 | IN STOCK | Copper | Unarmoured | BLACK | [6 empty] | Single Core (Coaxial) | OEM |  | SQMM X Single Core (Coaxial) Unarmoured Copper CABLE | https://drive.google.com/file/d/1WDHd5awU-TJQf6EMQidmXNqBUbuxSlmu/view?usp=drive_link
1150 | LDC | Co-Axial Cable | RG-59 |  |  | Coil (305 Mtr) | Kei | 7572 | 40 % | 12620 | IN STOCK | Copper | Unarmoured | BLACK | [6 empty] | Single Core (Coaxial) | OEM |  | SQMM X Single Core (Coaxial) Unarmoured Copper CABLE | https://drive.google.com/file/d/1WDHd5awU-TJQf6EMQidmXNqBUbuxSlmu/view?usp=drive_link
1151 | LDC | Co-Axial Cable | RG-59 |  |  | Per Meter | Kei | 0 | 40 % |  | IN STOCK | Copper | Armoured | BLACK | [6 empty] | Single Core (Coaxial) | OEM |  | SQMM X Single Core (Coaxial) Armoured Copper CABLE | https://drive.google.com/file/d/1esEw44-Hsczkr1-j86QylZc2kygbLqoJ/view?usp=drive_link
1152 | LDC | Co-Axial Cable | RG-6 |  |  | Coil (100 Mtr) | Kei | 2538 | 40 % | 4230 | IN STOCK | Copper | Unarmoured | BLACK | [6 empty] | Single Core (Coaxial) | OEM |  | SQMM X Single Core (Coaxial) Unarmoured Copper CABLE | https://drive.google.com/file/d/1WDHd5awU-TJQf6EMQidmXNqBUbuxSlmu/view?usp=drive_link
1153 | LDC | Co-Axial Cable | RG-6 |  |  | Coil (305 Mtr) | Kei | 7737 | 40 % | 12895 | IN STOCK | Copper | Unarmoured | BLACK | [6 empty] | Single Core (Coaxial) | OEM |  | SQMM X Single Core (Coaxial) Unarmoured Copper CABLE | https://drive.google.com/file/d/1WDHd5awU-TJQf6EMQidmXNqBUbuxSlmu/view?usp=drive_link
1154 | LDC | Co-Axial Cable | RG-6 |  |  | Per Meter | Kei | 60.474 | 40 % | 100.79 | IN STOCK | Copper | Armoured | BLACK | [6 empty] | Single Core (Coaxial) | OEM |  | SQMM X Single Core (Coaxial) Armoured Copper CABLE | https://drive.google.com/file/d/1esEw44-Hsczkr1-j86QylZc2kygbLqoJ/view?usp=drive_link
1155 | LDC | Co-Axial Cable | RG-11 |  |  | Coil (100 Mtr) | Kei | 5994 | 40 % | 9990 | IN STOCK | Copper | Unarmoured | BLACK | [6 empty] | Single Core (Coaxial) | OEM |  | SQMM X Single Core (Coaxial) Unarmoured Copper CABLE | https://drive.google.com/file/d/1WDHd5awU-TJQf6EMQidmXNqBUbuxSlmu/view?usp=drive_link
1156 | LDC | Co-Axial Cable | RG-11 |  |  | Coil (305 Mtr) | Kei | 18276 | 40 % | 30460 | IN STOCK | Copper | Unarmoured | BLACK | [6 empty] | Single Core (Coaxial) | OEM |  | SQMM X Single Core (Coaxial) Unarmoured Copper CABLE | https://drive.google.com/file/d/1WDHd5awU-TJQf6EMQidmXNqBUbuxSlmu/view?usp=drive_link
1157 | LDC | Co-Axial Cable | RG-11 |  |  | Per Meter | Kei | 110.286 | 40 % | 183.81 | IN STOCK | Copper | Armoured | BLACK | [6 empty] | Single Core (Coaxial) | OEM |  | SQMM X Single Core (Coaxial) Armoured Copper CABLE | https://drive.google.com/file/d/1esEw44-Hsczkr1-j86QylZc2kygbLqoJ/view?usp=drive_link
1158 | LDC | Co-Axial Cable | RG-6 CCS |  |  | Coil (100 Mtr) | Kei | 1722 | 40 % | 2870 | IN STOCK | Copper | Unarmoured | BLACK | [6 empty] | Single Core (Coaxial) | OEM |  | SQMM X Single Core (Coaxial) Unarmoured Copper CABLE | https://drive.google.com/file/d/1WDHd5awU-TJQf6EMQidmXNqBUbuxSlmu/view?usp=drive_link
1159 | LDC | Co-Axial Cable | RG-6 CCS |  |  | Coil (305 Mtr) | Kei | 5253 | 40 % | 8755 | IN STOCK | Copper | Unarmoured | BLACK | [6 empty] | Single Core (Coaxial) | OEM |  | SQMM X Single Core (Coaxial) Unarmoured Copper CABLE | https://drive.google.com/file/d/1WDHd5awU-TJQf6EMQidmXNqBUbuxSlmu/view?usp=drive_link
1160 | LDC | Co-Axial Cable | RG-6 CCS |  |  | Per Meter | Kei | 0 | 40 % |  | IN STOCK | Copper | Armoured | BLACK | [6 empty] | Single Core (Coaxial) | OEM |  | SQMM X Single Core (Coaxial) Armoured Copper CABLE | https://drive.google.com/file/d/1esEw44-Hsczkr1-j86QylZc2kygbLqoJ/view?usp=drive_link
1161 | LDC | Co-Axial Cable | RG-11 CCS |  |  | Coil (100 Mtr) | Kei | 3375 | 40 % | 5625 | IN STOCK | Copper | Unarmoured | BLACK | [6 empty] | Single Core (Coaxial) | OEM |  | SQMM X Single Core (Coaxial) Unarmoured Copper CABLE | https://drive.google.com/file/d/1WDHd5awU-TJQf6EMQidmXNqBUbuxSlmu/view?usp=drive_link
1162 | LDC | Co-Axial Cable | RG-11 CCS |  |  | Coil (305 Mtr) | Kei | 10290 | 40 % | 17150 | IN STOCK | Copper | Unarmoured | BLACK | [6 empty] | Single Core (Coaxial) | OEM |  | SQMM X Single Core (Coaxial) Unarmoured Copper CABLE | https://drive.google.com/file/d/1WDHd5awU-TJQf6EMQidmXNqBUbuxSlmu/view?usp=drive_link
1163 | LDC | Co-Axial Cable | RG-11 CCS |  |  | Per Meter | Kei | 0 | 40 % |  | IN STOCK | Copper | Armoured | BLACK | [6 empty] | Single Core (Coaxial) | OEM |  | SQMM X Single Core (Coaxial) Armoured Copper CABLE | https://drive.google.com/file/d/1esEw44-Hsczkr1-j86QylZc2kygbLqoJ/view?usp=drive_link
1164 | LDC | Industrial Braided-Unarmoured Screen Cable | Industrial Braided-Unarmoured Screen Cable | 16/.20MM |  | Per Meter | Kei | 92.1 | 40 % | 153.5 | IN STOCK | Copper | Unarmoured | BLACK | Class 2 (Stranded) |  |  | 0.5 | Braided Screen |  | 2 CORE | OEM |  | 0.5 SQMM X 2 CORE Unarmoured Copper CABLE | https://drive.google.com/file/d/17yGCal85Ee_jnvlNbUSeo0Az9QBw5csm/view?usp=sharing
1165 | LDC | Industrial Braided-Unarmoured Screen Cable | Industrial Braided-Unarmoured Screen Cable | 24/.20MM |  | Per Meter | Kei | 108.45 | 40 % | 180.75 | IN STOCK | Copper | Unarmoured | BLACK | Class 2 (Stranded) |  |  | 0.75 | Braided Screen |  | 2 CORE | OEM |  | 0.75 SQMM X 2 CORE Unarmoured Copper CABLE | https://drive.google.com/file/d/17yGCal85Ee_jnvlNbUSeo0Az9QBw5csm/view?usp=sharing
1166 | LDC | Industrial Braided-Unarmoured Screen Cable | Industrial Braided-Unarmoured Screen Cable | 32/.20MM |  | Per Meter | Kei | 127.92 | 40 % | 213.2 | IN STOCK | Copper | Unarmoured | BLACK | Class 2 (Stranded) |  |  | 1.0 | Braided Screen |  | 2 CORE | OEM |  | 1.0 SQMM X 2 CORE Unarmoured Copper CABLE | https://drive.google.com/file/d/17yGCal85Ee_jnvlNbUSeo0Az9QBw5csm/view?usp=sharing
1167 | LDC | Industrial Braided-Unarmoured Screen Cable | Industrial Braided-Unarmoured Screen Cable | 48/.20MM |  | Per Meter | Kei | 160.8 | 40 % | 268 | IN STOCK | Copper | Unarmoured | BLACK | Class 2 (Stranded) |  |  | 1.5 | Braided Screen |  | 2 CORE | OEM |  | 1.5 SQMM X 2 CORE Unarmoured Copper CABLE | https://drive.google.com/file/d/17yGCal85Ee_jnvlNbUSeo0Az9QBw5csm/view?usp=sharing
1168 | LDC | Industrial Braided-Unarmoured Screen Cable | Industrial Braided-Unarmoured Screen Cable | 80/.20MM |  | Per Meter | Kei | 251.4 | 40 % | 419 | IN STOCK | Copper | Unarmoured | BLACK | Class 2 (Stranded) |  |  | 2.5 | Braided Screen |  | 2 CORE | OEM |  | 2.5 SQMM X 2 CORE Unarmoured Copper CABLE | https://drive.google.com/file/d/17yGCal85Ee_jnvlNbUSeo0Az9QBw5csm/view?usp=sharing
1169 | LDC | Industrial Braided-Unarmoured Screen Cable | Industrial Braided-Unarmoured Screen Cable | 54/.30MM |  | Per Meter | Kei | 367.8 | 40 % | 613 | IN STOCK | Copper | Unarmoured | BLACK | Class 2 (Stranded) |  |  | 4 | Braided Screen |  | 2 CORE | OEM |  | 4 SQMM X 2 CORE Unarmoured Copper CABLE | https://drive.google.com/file/d/17yGCal85Ee_jnvlNbUSeo0Az9QBw5csm/view?usp=sharing
1170 | LDC | Industrial Braided-Unarmoured Screen Cable | Industrial Braided-Unarmoured Screen Cable | 84/.30MM |  | Per Meter | Kei | 488.4 | 40 % | 814 | IN STOCK | Copper | Unarmoured | BLACK | Class 2 (Stranded) |  |  | 6 | Braided Screen |  | 2 CORE | OEM |  | 6 SQMM X 2 CORE Unarmoured Copper CABLE | https://drive.google.com/file/d/17yGCal85Ee_jnvlNbUSeo0Az9QBw5csm/view?usp=sharing
1171 | LDC | Industrial Braided-Unarmoured Screen Cable | Industrial Braided-Unarmoured Screen Cable | 16/.20MM |  | Per Meter | Kei | 108.45 | 40 % | 180.75 | IN STOCK | Copper | Unarmoured | BLACK | Class 2 (Stranded) |  |  | 0.5 | Braided Screen |  | 3 CORE | OEM |  | 0.5 SQMM X 3 CORE Unarmoured Copper CABLE | https://drive.google.com/file/d/1j5D3jWy8pqOkzSbGnDn_zLFl6grZUBwm/view?usp=sharing
1172 | LDC | Industrial Braided-Unarmoured Screen Cable | Industrial Braided-Unarmoured Screen Cable | 24/.20MM |  | Per Meter | Kei | 135.6 | 40 % | 226 | IN STOCK | Copper | Unarmoured | BLACK | Class 2 (Stranded) |  |  | 0.75 | Braided Screen |  | 3 CORE | OEM |  | 0.75 SQMM X 3 CORE Unarmoured Copper CABLE | https://drive.google.com/file/d/1j5D3jWy8pqOkzSbGnDn_zLFl6grZUBwm/view?usp=sharing
1173 | LDC | Industrial Braided-Unarmoured Screen Cable | Industrial Braided-Unarmoured Screen Cable | 32/.20MM |  | Per Meter | Kei | 162.54 | 40 % | 270.9 | IN STOCK | Copper | Unarmoured | BLACK | Class 2 (Stranded) |  |  | 1.0 | Braided Screen |  | 3 CORE | OEM |  | 1.0 SQMM X 3 CORE Unarmoured Copper CABLE | https://drive.google.com/file/d/1j5D3jWy8pqOkzSbGnDn_zLFl6grZUBwm/view?usp=sharing
1174 | LDC | Industrial Braided-Unarmoured Screen Cable | Industrial Braided-Unarmoured Screen Cable | 48/.20MM |  | Per Meter | Kei | 212.4 | 40 % | 354 | IN STOCK | Copper | Unarmoured | BLACK | Class 2 (Stranded) |  |  | 1.5 | Braided Screen |  | 3 CORE | OEM |  | 1.5 SQMM X 3 CORE Unarmoured Copper CABLE | https://drive.google.com/file/d/1j5D3jWy8pqOkzSbGnDn_zLFl6grZUBwm/view?usp=sharing
1175 | LDC | Industrial Braided-Unarmoured Screen Cable | Industrial Braided-Unarmoured Screen Cable | 80/.20MM |  | Per Meter | Kei | 329.4 | 40 % | 549 | IN STOCK | Copper | Unarmoured | BLACK | Class 2 (Stranded) |  |  | 2.5 | Braided Screen |  | 3 CORE | OEM |  | 2.5 SQMM X 3 CORE Unarmoured Copper CABLE | https://drive.google.com/file/d/1j5D3jWy8pqOkzSbGnDn_zLFl6grZUBwm/view?usp=sharing
1176 | LDC | Industrial Braided-Unarmoured Screen Cable | Industrial Braided-Unarmoured Screen Cable | 54/.30MM |  | Per Meter | Kei | 491.4 | 40 % | 819 | IN STOCK | Copper | Unarmoured | BLACK | Class 2 (Stranded) |  |  | 4 | Braided Screen |  | 3 CORE | OEM |  | 4 SQMM X 3 CORE Unarmoured Copper CABLE | https://drive.google.com/file/d/1j5D3jWy8pqOkzSbGnDn_zLFl6grZUBwm/view?usp=sharing
1177 | LDC | Industrial Braided-Unarmoured Screen Cable | Industrial Braided-Unarmoured Screen Cable | 84/.30MM |  | Per Meter | Kei | 699 | 40 % | 1165 | IN STOCK | Copper | Unarmoured | BLACK | Class 2 (Stranded) |  |  | 6 | Braided Screen |  | 3 CORE | OEM |  | 6 SQMM X 3 CORE Unarmoured Copper CABLE | https://drive.google.com/file/d/1j5D3jWy8pqOkzSbGnDn_zLFl6grZUBwm/view?usp=sharing
1178 | LDC | Industrial Braided-Unarmoured Screen Cable | Industrial Braided-Unarmoured Screen Cable | 16/.20MM |  | Per Meter | Kei | 129.9 | 40 % | 216.5 | IN STOCK | Copper | Unarmoured | BLACK | Class 2 (Stranded) |  |  | 0.5 | Braided Screen |  | 4 CORE | OEM |  | 0.5 SQMM X 4 CORE Unarmoured Copper CABLE | https://drive.google.com/file/d/1gWnt-HBy1z3QiJJZiBqfbayiK4X7FtUl/view?usp=sharing
1179 | LDC | Industrial Braided-Unarmoured Screen Cable | Industrial Braided-Unarmoured Screen Cable | 24/.20MM |  | Per Meter | Kei | 164.4 | 40 % | 274 | IN STOCK | Copper | Unarmoured | BLACK | Class 2 (Stranded) |  |  | 0.75 | Braided Screen |  | 4 CORE | OEM |  | 0.75 SQMM X 4 CORE Unarmoured Copper CABLE | https://drive.google.com/file/d/1gWnt-HBy1z3QiJJZiBqfbayiK4X7FtUl/view?usp=sharing
1180 | LDC | Industrial Braided-Unarmoured Screen Cable | Industrial Braided-Unarmoured Screen Cable | 32/.20MM |  | Per Meter | Kei | 204 | 40 % | 340 | IN STOCK | Copper | Unarmoured | BLACK | Class 2 (Stranded) |  |  | 1.0 | Braided Screen |  | 4 CORE | OEM |  | 1.0 SQMM X 4 CORE Unarmoured Copper CABLE | https://drive.google.com/file/d/1gWnt-HBy1z3QiJJZiBqfbayiK4X7FtUl/view?usp=sharing
1181 | LDC | Industrial Braided-Unarmoured Screen Cable | Industrial Braided-Unarmoured Screen Cable | 48/.20MM |  | Per Meter | Kei | 267 | 40 % | 445 | IN STOCK | Copper | Unarmoured | BLACK | Class 2 (Stranded) |  |  | 1.5 | Braided Screen |  | 4 CORE | OEM |  | 1.5 SQMM X 4 CORE Unarmoured Copper CABLE | https://drive.google.com/file/d/1gWnt-HBy1z3QiJJZiBqfbayiK4X7FtUl/view?usp=sharing
1182 | LDC | Industrial Braided-Unarmoured Screen Cable | Industrial Braided-Unarmoured Screen Cable | 80/.20MM |  | Per Meter | Kei | 419.4 | 40 % | 699 | IN STOCK | Copper | Unarmoured | BLACK | Class 2 (Stranded) |  |  | 2.5 | Braided Screen |  | 4 CORE | OEM |  | 2.5 SQMM X 4 CORE Unarmoured Copper CABLE | https://drive.google.com/file/d/1gWnt-HBy1z3QiJJZiBqfbayiK4X7FtUl/view?usp=sharing
1183 | LDC | Industrial Braided-Unarmoured Screen Cable | Industrial Braided-Unarmoured Screen Cable | 54/.30MM |  | Per Meter | Kei | 631.2 | 40 % | 1052 | IN STOCK | Copper | Unarmoured | BLACK | Class 2 (Stranded) |  |  | 4 | Braided Screen |  | 4 CORE | OEM |  | 4 SQMM X 4 CORE Unarmoured Copper CABLE | https://drive.google.com/file/d/1gWnt-HBy1z3QiJJZiBqfbayiK4X7FtUl/view?usp=sharing
1184 | LDC | Industrial Braided-Unarmoured Screen Cable | Industrial Braided-Unarmoured Screen Cable | 84/.30MM |  | Per Meter | Kei | 907.8 | 40 % | 1513 | IN STOCK | Copper | Unarmoured | BLACK | Class 2 (Stranded) |  |  | 6 | Braided Screen |  | 4 CORE | OEM |  | 6 SQMM X 4 CORE Unarmoured Copper CABLE | https://drive.google.com/file/d/1gWnt-HBy1z3QiJJZiBqfbayiK4X7FtUl/view?usp=sharing
1185 | LDC | Industrial Braided-Unarmoured Screen Cable | Industrial Braided-Unarmoured Screen Cable | 16/.20MM |  | Per Meter | Kei | 166.2 | 40 % | 277 | IN STOCK | Copper | Unarmoured | BLACK | Class 2 (Stranded) |  |  | 0.5 | Braided Screen |  | 5 CORE | OEM |  | 0.5 SQMM X 5 CORE Unarmoured Copper CABLE | https://drive.google.com/file/d/1BsLgjDCudD9pWt_bWP-PCMLuL-elOzIv/view?usp=sharing
1186 | LDC | Industrial Braided-Unarmoured Screen Cable | Industrial Braided-Unarmoured Screen Cable | 24/.20MM |  | Per Meter | Kei | 205.2 | 40 % | 342 | IN STOCK | Copper | Unarmoured | BLACK | Class 2 (Stranded) |  |  | 0.75 | Braided Screen |  | 5 CORE | OEM |  | 0.75 SQMM X 5 CORE Unarmoured Copper CABLE | https://drive.google.com/file/d/1BsLgjDCudD9pWt_bWP-PCMLuL-elOzIv/view?usp=sharing
1187 | LDC | Industrial Braided-Unarmoured Screen Cable | Industrial Braided-Unarmoured Screen Cable | 32/.20MM |  | Per Meter | Kei | 255 | 40 % | 425 | IN STOCK | Copper | Unarmoured | BLACK | Class 2 (Stranded) |  |  | 1.0 | Braided Screen |  | 5 CORE | OEM |  | 1.0 SQMM X 5 CORE Unarmoured Copper CABLE | https://drive.google.com/file/d/1BsLgjDCudD9pWt_bWP-PCMLuL-elOzIv/view?usp=sharing
1188 | LDC | Industrial Braided-Unarmoured Screen Cable | Industrial Braided-Unarmoured Screen Cable | 48/.20MM |  | Per Meter | Kei | 333 | 40 % | 555 | IN STOCK | Copper | Unarmoured | BLACK | Class 2 (Stranded) |  |  | 1.5 | Braided Screen |  | 5 CORE | OEM |  | 1.5 SQMM X 5 CORE Unarmoured Copper CABLE | https://drive.google.com/file/d/1BsLgjDCudD9pWt_bWP-PCMLuL-elOzIv/view?usp=sharing
1189 | LDC | Industrial Braided-Unarmoured Screen Cable | Industrial Braided-Unarmoured Screen Cable | 80/.20MM |  | Per Meter | Kei | 508.2 | 40 % | 847 | IN STOCK | Copper | Unarmoured | BLACK | Class 2 (Stranded) |  |  | 2.5 | Braided Screen |  | 5 CORE | OEM |  | 2.5 SQMM X 5 CORE Unarmoured Copper CABLE | https://drive.google.com/file/d/1BsLgjDCudD9pWt_bWP-PCMLuL-elOzIv/view?usp=sharing
1190 | LDC | Industrial Braided-Unarmoured Screen Cable | Industrial Braided-Unarmoured Screen Cable | 54/.30MM |  | Per Meter | Kei | 0 | 40 % |  | IN STOCK | Copper | Unarmoured | BLACK | Class 2 (Stranded) |  |  | 4 | Braided Screen |  | 5 CORE | OEM |  | 4 SQMM X 5 CORE Unarmoured Copper CABLE | https://drive.google.com/file/d/1BsLgjDCudD9pWt_bWP-PCMLuL-elOzIv/view?usp=sharing
1191 | LDC | Industrial Braided-Unarmoured Screen Cable | Industrial Braided-Unarmoured Screen Cable | 84/.30MM |  | Per Meter | Kei | 0 | 40 % |  | IN STOCK | Copper | Unarmoured | BLACK | Class 2 (Stranded) |  |  | 6 | Braided Screen |  | 5 CORE | OEM |  | 6 SQMM X 5 CORE Unarmoured Copper CABLE | https://drive.google.com/file/d/1BsLgjDCudD9pWt_bWP-PCMLuL-elOzIv/view?usp=sharing
1192 | LDC | Industrial Braided-Unarmoured Screen Cable | Industrial Braided-Unarmoured Screen Cable | 16/.20MM |  | Per Meter | Kei | 189 | 40 % | 315 | IN STOCK | Copper | Unarmoured | BLACK | Class 2 (Stranded) |  |  | 0.5 | Braided Screen |  | 6 CORE | OEM |  | 0.5 SQMM X 6 CORE Unarmoured Copper CABLE | https://drive.google.com/file/d/1696gnCLfeXR7V_esq1kgqjmR-bgAdMoO/view?usp=sharing
1193 | LDC | Industrial Braided-Unarmoured Screen Cable | Industrial Braided-Unarmoured Screen Cable | 24/.20MM |  | Per Meter | Kei | 238.2 | 40 % | 397 | IN STOCK | Copper | Unarmoured | BLACK | Class 2 (Stranded) |  |  | 0.75 | Braided Screen |  | 6 CORE | OEM |  | 0.75 SQMM X 6 CORE Unarmoured Copper CABLE | https://drive.google.com/file/d/1696gnCLfeXR7V_esq1kgqjmR-bgAdMoO/view?usp=sharing
1194 | LDC | Industrial Braided-Unarmoured Screen Cable | Industrial Braided-Unarmoured Screen Cable | 32/.20MM |  | Per Meter | Kei | 299.4 | 40 % | 499 | IN STOCK | Copper | Unarmoured | BLACK | Class 2 (Stranded) |  |  | 1.0 | Braided Screen |  | 6 CORE | OEM |  | 1.0 SQMM X 6 CORE Unarmoured Copper CABLE | https://drive.google.com/file/d/1696gnCLfeXR7V_esq1kgqjmR-bgAdMoO/view?usp=sharing
1195 | LDC | Industrial Braided-Unarmoured Screen Cable | Industrial Braided-Unarmoured Screen Cable | 48/.20MM |  | Per Meter | Kei | 384.6 | 40 % | 641 | IN STOCK | Copper | Unarmoured | BLACK | Class 2 (Stranded) |  |  | 1.5 | Braided Screen |  | 6 CORE | OEM |  | 1.5 SQMM X 6 CORE Unarmoured Copper CABLE | https://drive.google.com/file/d/1696gnCLfeXR7V_esq1kgqjmR-bgAdMoO/view?usp=sharing
1196 | LDC | Industrial Braided-Unarmoured Screen Cable | Industrial Braided-Unarmoured Screen Cable | 80/.20MM |  | Per Meter | Kei | 595.2 | 40 % | 992 | IN STOCK | Copper | Unarmoured | BLACK | Class 2 (Stranded) |  |  | 2.5 | Braided Screen |  | 6 CORE | OEM |  | 2.5 SQMM X 6 CORE Unarmoured Copper CABLE | https://drive.google.com/file/d/1696gnCLfeXR7V_esq1kgqjmR-bgAdMoO/view?usp=sharing
1197 | LDC | Industrial Braided-Unarmoured Screen Cable | Industrial Braided-Unarmoured Screen Cable | 54/.30MM |  | Per Meter | Kei | 0 | 40 % |  | IN STOCK | Copper | Unarmoured | BLACK | Class 2 (Stranded) |  |  | 4 | Braided Screen |  | 6 CORE | OEM |  | 4 SQMM X 6 CORE Unarmoured Copper CABLE | https://drive.google.com/file/d/1696gnCLfeXR7V_esq1kgqjmR-bgAdMoO/view?usp=sharing
1198 | LDC | Industrial Braided-Unarmoured Screen Cable | Industrial Braided-Unarmoured Screen Cable | 84/.30MM |  | Per Meter | Kei | 0 | 40 % |  | IN STOCK | Copper | Unarmoured | BLACK | Class 2 (Stranded) |  |  | 6 | Braided Screen |  | 6 CORE | OEM |  | 6 SQMM X 6 CORE Unarmoured Copper CABLE | https://drive.google.com/file/d/1696gnCLfeXR7V_esq1kgqjmR-bgAdMoO/view?usp=sharing
1199 | LDC | Industrial Braided-Unarmoured Screen Cable | Industrial Braided-Unarmoured Screen Cable | 16/.20MM |  | Per Meter | Kei | 204 | 40 % | 340 | IN STOCK | Copper | Unarmoured | BLACK | Class 2 (Stranded) |  |  | 0.5 | Braided Screen |  | 7 CORE | OEM |  | 0.5 SQMM X 7 CORE Unarmoured Copper CABLE | https://drive.google.com/file/d/1WX_ImjJ4X1YKvP2zkTIACxtaTGQ0briz/view?usp=sharing
1200 | LDC | Industrial Braided-Unarmoured Screen Cable | Industrial Braided-Unarmoured Screen Cable | 24/.20MM |  | Per Meter | Kei | 262.8 | 40 % | 438 | IN STOCK | Copper | Unarmoured | BLACK | Class 2 (Stranded) |  |  | 0.75 | Braided Screen |  | 7 CORE | OEM |  | 0.75 SQMM X 7 CORE Unarmoured Copper CABLE | https://drive.google.com/file/d/1WX_ImjJ4X1YKvP2zkTIACxtaTGQ0briz/view?usp=sharing
1201 | LDC | Industrial Braided-Unarmoured Screen Cable | Industrial Braided-Unarmoured Screen Cable | 32/.20MM |  | Per Meter | Kei | 325.2 | 40 % | 542 | IN STOCK | Copper | Unarmoured | BLACK | Class 2 (Stranded) |  |  | 1.0 | Braided Screen |  | 7 CORE | OEM |  | 1.0 SQMM X 7 CORE Unarmoured Copper CABLE | https://drive.google.com/file/d/1WX_ImjJ4X1YKvP2zkTIACxtaTGQ0briz/view?usp=sharing
1202 | LDC | Industrial Braided-Unarmoured Screen Cable | Industrial Braided-Unarmoured Screen Cable | 48/.20MM |  | Per Meter | Kei | 433.8 | 40 % | 723 | IN STOCK | Copper | Unarmoured | BLACK | Class 2 (Stranded) |  |  | 1.5 | Braided Screen |  | 7 CORE | OEM |  | 1.5 SQMM X 7 CORE Unarmoured Copper CABLE | https://drive.google.com/file/d/1WX_ImjJ4X1YKvP2zkTIACxtaTGQ0briz/view?usp=sharing
1203 | LDC | Industrial Braided-Unarmoured Screen Cable | Industrial Braided-Unarmoured Screen Cable | 80/.20MM |  | Per Meter | Kei | 691.8 | 40 % | 1153 | IN STOCK | Copper | Unarmoured | BLACK | Class 2 (Stranded) |  |  | 2.5 | Braided Screen |  | 7 CORE | OEM |  | 2.5 SQMM X 7 CORE Unarmoured Copper CABLE | https://drive.google.com/file/d/1WX_ImjJ4X1YKvP2zkTIACxtaTGQ0briz/view?usp=sharing
1204 | LDC | Industrial Braided-Unarmoured Screen Cable | Industrial Braided-Unarmoured Screen Cable | 54/.30MM |  | Per Meter | Kei | 0 | 40 % |  | IN STOCK | Copper | Unarmoured | BLACK | Class 2 (Stranded) |  |  | 4 | Braided Screen |  | 7 CORE | OEM |  | 4 SQMM X 7 CORE Unarmoured Copper CABLE | https://drive.google.com/file/d/1WX_ImjJ4X1YKvP2zkTIACxtaTGQ0briz/view?usp=sharing
1205 | LDC | Industrial Braided-Unarmoured Screen Cable | Industrial Braided-Unarmoured Screen Cable | 84/.30MM |  | Per Meter | Kei | 0 | 40 % |  | IN STOCK | Copper | Unarmoured | BLACK | Class 2 (Stranded) |  |  | 6 | Braided Screen |  | 7 CORE | OEM |  | 6 SQMM X 7 CORE Unarmoured Copper CABLE | https://drive.google.com/file/d/1WX_ImjJ4X1YKvP2zkTIACxtaTGQ0briz/view?usp=sharing
1206 | LDC | Industrial Braided-Unarmoured Screen Cable | Industrial Braided-Unarmoured Screen Cable | 16/.20MM |  | Per Meter | Kei | 223.8 | 40 % | 373 | IN STOCK | Copper | Unarmoured | BLACK | Class 2 (Stranded) |  |  | 0.5 | Braided Screen |  | 8 CORE | OEM |  | 0.5 SQMM X 8 CORE Unarmoured Copper CABLE | https://drive.google.com/file/d/1LRtyAk7hUxSP9UA6v9zKnQNzLEfN4tQr/view?usp=sharing
1207 | LDC | Industrial Braided-Unarmoured Screen Cable | Industrial Braided-Unarmoured Screen Cable | 24/.20MM |  | Per Meter | Kei | 294 | 40 % | 490 | IN STOCK | Copper | Unarmoured | BLACK | Class 2 (Stranded) |  |  | 0.75 | Braided Screen |  | 8 CORE | OEM |  | 0.75 SQMM X 8 CORE Unarmoured Copper CABLE | https://drive.google.com/file/d/1LRtyAk7hUxSP9UA6v9zKnQNzLEfN4tQr/view?usp=sharing
1208 | LDC | Industrial Braided-Unarmoured Screen Cable | Industrial Braided-Unarmoured Screen Cable | 32/.20MM |  | Per Meter | Kei | 366.6 | 40 % | 611 | IN STOCK | Copper | Unarmoured | BLACK | Class 2 (Stranded) |  |  | 1.0 | Braided Screen |  | 8 CORE | OEM |  | 1.0 SQMM X 8 CORE Unarmoured Copper CABLE | https://drive.google.com/file/d/1LRtyAk7hUxSP9UA6v9zKnQNzLEfN4tQr/view?usp=sharing
1209 | LDC | Industrial Braided-Unarmoured Screen Cable | Industrial Braided-Unarmoured Screen Cable | 48/.20MM |  | Per Meter | Kei | 492 | 40 % | 820 | IN STOCK | Copper | Unarmoured | BLACK | Class 2 (Stranded) |  |  | 1.5 | Braided Screen |  | 8 CORE | OEM |  | 1.5 SQMM X 8 CORE Unarmoured Copper CABLE | https://drive.google.com/file/d/1LRtyAk7hUxSP9UA6v9zKnQNzLEfN4tQr/view?usp=sharing
1210 | LDC | Industrial Braided-Unarmoured Screen Cable | Industrial Braided-Unarmoured Screen Cable | 80/.20MM |  | Per Meter | Kei | 800.4 | 40 % | 1334 | IN STOCK | Copper | Unarmoured | BLACK | Class 2 (Stranded) |  |  | 2.5 | Braided Screen |  | 8 CORE | OEM |  | 2.5 SQMM X 8 CORE Unarmoured Copper CABLE | https://drive.google.com/file/d/1LRtyAk7hUxSP9UA6v9zKnQNzLEfN4tQr/view?usp=sharing
1211 | LDC | Industrial Braided-Unarmoured Screen Cable | Industrial Braided-Unarmoured Screen Cable | 54/.30MM |  | Per Meter | Kei | 0 | 40 % |  | IN STOCK | Copper | Unarmoured | BLACK | Class 2 (Stranded) |  |  | 4 | Braided Screen |  | 8 CORE | OEM |  | 4 SQMM X 8 CORE Unarmoured Copper CABLE | https://drive.google.com/file/d/1LRtyAk7hUxSP9UA6v9zKnQNzLEfN4tQr/view?usp=sharing
1212 | LDC | Industrial Braided-Unarmoured Screen Cable | Industrial Braided-Unarmoured Screen Cable | 84/.30MM |  | Per Meter | Kei | 0 | 40 % |  | IN STOCK | Copper | Unarmoured | BLACK | Class 2 (Stranded) |  |  | 6 | Braided Screen |  | 8 CORE | OEM |  | 6 SQMM X 8 CORE Unarmoured Copper CABLE | https://drive.google.com/file/d/1LRtyAk7hUxSP9UA6v9zKnQNzLEfN4tQr/view?usp=sharing
1213 | LDC | Industrial Braided-Unarmoured Screen Cable | Industrial Braided-Unarmoured Screen Cable | 16/.20MM |  | Per Meter | Kei | 266.4 | 40 % | 444 | IN STOCK | Copper | Unarmoured | BLACK | Class 2 (Stranded) |  |  | 0.5 | Braided Screen |  | 10 CORE | OEM |  | 0.5 SQMM X 10 CORE Unarmoured Copper CABLE | https://drive.google.com/file/d/1l7yAAJXLOhBrOBxWhz6JVnfr8F9G4uQ2/view?usp=sharing
1214 | LDC | Industrial Braided-Unarmoured Screen Cable | Industrial Braided-Unarmoured Screen Cable | 24/.20MM |  | Per Meter | Kei | 353.4 | 40 % | 589 | IN STOCK | Copper | Unarmoured | BLACK | Class 2 (Stranded) |  |  | 0.75 | Braided Screen |  | 10 CORE | OEM |  | 0.75 SQMM X 10 CORE Unarmoured Copper CABLE | https://drive.google.com/file/d/1l7yAAJXLOhBrOBxWhz6JVnfr8F9G4uQ2/view?usp=sharing
1215 | LDC | Industrial Braided-Unarmoured Screen Cable | Industrial Braided-Unarmoured Screen Cable | 32/.20MM |  | Per Meter | Kei | 439.8 | 40 % | 733 | IN STOCK | Copper | Unarmoured | BLACK | Class 2 (Stranded) |  |  | 1.0 | Braided Screen |  | 10 CORE | OEM |  | 1.0 SQMM X 10 CORE Unarmoured Copper CABLE | https://drive.google.com/file/d/1l7yAAJXLOhBrOBxWhz6JVnfr8F9G4uQ2/view?usp=sharing
1216 | LDC | Industrial Braided-Unarmoured Screen Cable | Industrial Braided-Unarmoured Screen Cable | 48/.20MM |  | Per Meter | Kei | 597 | 40 % | 995 | IN STOCK | Copper | Unarmoured | BLACK | Class 2 (Stranded) |  |  | 1.5 | Braided Screen |  | 10 CORE | OEM |  | 1.5 SQMM X 10 CORE Unarmoured Copper CABLE | https://drive.google.com/file/d/1l7yAAJXLOhBrOBxWhz6JVnfr8F9G4uQ2/view?usp=sharing
1217 | LDC | Industrial Braided-Unarmoured Screen Cable | Industrial Braided-Unarmoured Screen Cable | 80/.20MM |  | Per Meter | Kei | 893.4 | 40 % | 1489 | IN STOCK | Copper | Unarmoured | BLACK | Class 2 (Stranded) |  |  | 2.5 | Braided Screen |  | 10 CORE | OEM |  | 2.5 SQMM X 10 CORE Unarmoured Copper CABLE | https://drive.google.com/file/d/1l7yAAJXLOhBrOBxWhz6JVnfr8F9G4uQ2/view?usp=sharing
1218 | LDC | Industrial Braided-Unarmoured Screen Cable | Industrial Braided-Unarmoured Screen Cable | 54/.30MM |  | Per Meter | Kei | 0 | 40 % |  | IN STOCK | Copper | Unarmoured | BLACK | Class 2 (Stranded) |  |  | 4 | Braided Screen |  | 10 CORE | OEM |  | 4 SQMM X 10 CORE Unarmoured Copper CABLE | https://drive.google.com/file/d/1l7yAAJXLOhBrOBxWhz6JVnfr8F9G4uQ2/view?usp=sharing
1219 | LDC | Industrial Braided-Unarmoured Screen Cable | Industrial Braided-Unarmoured Screen Cable | 84/.30MM |  | Per Meter | Kei | 0 | 40 % |  | IN STOCK | Copper | Unarmoured | BLACK | Class 2 (Stranded) |  |  | 6 | Braided Screen |  | 10 CORE | OEM |  | 6 SQMM X 10 CORE Unarmoured Copper CABLE | https://drive.google.com/file/d/1l7yAAJXLOhBrOBxWhz6JVnfr8F9G4uQ2/view?usp=sharing
1220 | LDC | Industrial Braided-Unarmoured Screen Cable | Industrial Braided-Unarmoured Screen Cable | 16/.20MM |  | Per Meter | Kei | 305.4 | 40 % | 509 | IN STOCK | Copper | Unarmoured | BLACK | Class 2 (Stranded) |  |  | 0.5 | Braided Screen |  | 12 CORE | OEM |  | 0.5 SQMM X 12 CORE Unarmoured Copper CABLE | https://drive.google.com/file/d/1W7PGdpbb_2Agngl2R0mttwwDoulJFJIF/view?usp=sharing
1221 | LDC | Industrial Braided-Unarmoured Screen Cable | Industrial Braided-Unarmoured Screen Cable | 24/.20MM |  | Per Meter | Kei | 416.4 | 40 % | 694 | IN STOCK | Copper | Unarmoured | BLACK | Class 2 (Stranded) |  |  | 0.75 | Braided Screen |  | 12 CORE | OEM |  | 0.75 SQMM X 12 CORE Unarmoured Copper CABLE | https://drive.google.com/file/d/1W7PGdpbb_2Agngl2R0mttwwDoulJFJIF/view?usp=sharing
1222 | LDC | Industrial Braided-Unarmoured Screen Cable | Industrial Braided-Unarmoured Screen Cable | 32/.20MM |  | Per Meter | Kei | 521.4 | 40 % | 869 | IN STOCK | Copper | Unarmoured | BLACK | Class 2 (Stranded) |  |  | 1.0 | Braided Screen |  | 12 CORE | OEM |  | 1.0 SQMM X 12 CORE Unarmoured Copper CABLE | https://drive.google.com/file/d/1W7PGdpbb_2Agngl2R0mttwwDoulJFJIF/view?usp=sharing
1223 | LDC | Industrial Braided-Unarmoured Screen Cable | Industrial Braided-Unarmoured Screen Cable | 48/.20MM |  | Per Meter | Kei | 718.2 | 40 % | 1197 | IN STOCK | Copper | Unarmoured | BLACK | Class 2 (Stranded) |  |  | 1.5 | Braided Screen |  | 12 CORE | OEM |  | 1.5 SQMM X 12 CORE Unarmoured Copper CABLE | https://drive.google.com/file/d/1W7PGdpbb_2Agngl2R0mttwwDoulJFJIF/view?usp=sharing
1224 | LDC | Industrial Braided-Unarmoured Screen Cable | Industrial Braided-Unarmoured Screen Cable | 80/.20MM |  | Per Meter | Kei | 1142.4 | 40 % | 1904 | IN STOCK | Copper | Unarmoured | BLACK | Class 2 (Stranded) |  |  | 2.5 | Braided Screen |  | 12 CORE | OEM |  | 2.5 SQMM X 12 CORE Unarmoured Copper CABLE | https://drive.google.com/file/d/1W7PGdpbb_2Agngl2R0mttwwDoulJFJIF/view?usp=sharing
1225 | LDC | Industrial Braided-Unarmoured Screen Cable | Industrial Braided-Unarmoured Screen Cable | 54/.30MM |  | Per Meter | Kei | 0 | 40 % |  | IN STOCK | Copper | Unarmoured | BLACK | Class 2 (Stranded) |  |  | 4 | Braided Screen |  | 12 CORE | OEM |  | 4 SQMM X 12 CORE Unarmoured Copper CABLE | https://drive.google.com/file/d/1W7PGdpbb_2Agngl2R0mttwwDoulJFJIF/view?usp=sharing
1226 | LDC | Industrial Braided-Unarmoured Screen Cable | Industrial Braided-Unarmoured Screen Cable | 84/.30MM |  | Per Meter | Kei | 0 | 40 % |  | IN STOCK | Copper | Unarmoured | BLACK | Class 2 (Stranded) |  |  | 6 | Braided Screen |  | 12 CORE | OEM |  | 6 SQMM X 12 CORE Unarmoured Copper CABLE | https://drive.google.com/file/d/1W7PGdpbb_2Agngl2R0mttwwDoulJFJIF/view?usp=sharing
1227 | LDC | Industrial Braided-Unarmoured Screen Cable | Industrial Braided-Unarmoured Screen Cable | 16/.20MM |  | Per Meter | Kei | 360 | 40 % | 600 | IN STOCK | Copper | Unarmoured | BLACK | Class 2 (Stranded) |  |  | 0.5 | Braided Screen |  | 14 CORE | OEM |  | 0.5 SQMM X 14 CORE Unarmoured Copper CABLE | https://drive.google.com/file/d/1Pgjrf0FkeQUckB72LxdH4EVu3Vo48dGZ/view?usp=sharing
1228 | LDC | Industrial Braided-Unarmoured Screen Cable | Industrial Braided-Unarmoured Screen Cable | 24/.20MM |  | Per Meter | Kei | 486.6 | 40 % | 811 | IN STOCK | Copper | Unarmoured | BLACK | Class 2 (Stranded) |  |  | 0.75 | Braided Screen |  | 14 CORE | OEM |  | 0.75 SQMM X 14 CORE Unarmoured Copper CABLE | https://drive.google.com/file/d/1Pgjrf0FkeQUckB72LxdH4EVu3Vo48dGZ/view?usp=sharing
1229 | LDC | Industrial Braided-Unarmoured Screen Cable | Industrial Braided-Unarmoured Screen Cable | 32/.20MM |  | Per Meter | Kei | 604.8 | 40 % | 1008 | IN STOCK | Copper | Unarmoured | BLACK | Class 2 (Stranded) |  |  | 1.0 | Braided Screen |  | 14 CORE | OEM |  | 1.0 SQMM X 14 CORE Unarmoured Copper CABLE | https://drive.google.com/file/d/1Pgjrf0FkeQUckB72LxdH4EVu3Vo48dGZ/view?usp=sharing
1230 | LDC | Industrial Braided-Unarmoured Screen Cable | Industrial Braided-Unarmoured Screen Cable | 48/.20MM |  | Per Meter | Kei | 819 | 40 % | 1365 | IN STOCK | Copper | Unarmoured | BLACK | Class 2 (Stranded) |  |  | 1.5 | Braided Screen |  | 14 CORE | OEM |  | 1.5 SQMM X 14 CORE Unarmoured Copper CABLE | https://drive.google.com/file/d/1Pgjrf0FkeQUckB72LxdH4EVu3Vo48dGZ/view?usp=sharing
1231 | LDC | Industrial Braided-Unarmoured Screen Cable | Industrial Braided-Unarmoured Screen Cable | 80/.20MM |  | Per Meter | Kei | 1258.8 | 40 % | 2098 | IN STOCK | Copper | Unarmoured | BLACK | Class 2 (Stranded) |  |  | 2.5 | Braided Screen |  | 14 CORE | OEM |  | 2.5 SQMM X 14 CORE Unarmoured Copper CABLE | https://drive.google.com/file/d/1Pgjrf0FkeQUckB72LxdH4EVu3Vo48dGZ/view?usp=sharing
1232 | LDC | Industrial Braided-Unarmoured Screen Cable | Industrial Braided-Unarmoured Screen Cable | 54/.30MM |  | Per Meter | Kei | 0 | 40 % |  | IN STOCK | Copper | Unarmoured | BLACK | Class 2 (Stranded) |  |  | 4 | Braided Screen |  | 14 CORE | OEM |  | 4 SQMM X 14 CORE Unarmoured Copper CABLE | https://drive.google.com/file/d/1Pgjrf0FkeQUckB72LxdH4EVu3Vo48dGZ/view?usp=sharing
1233 | LDC | Industrial Braided-Unarmoured Screen Cable | Industrial Braided-Unarmoured Screen Cable | 84/.30MM |  | Per Meter | Kei | 0 | 40 % |  | IN STOCK | Copper | Unarmoured | BLACK | Class 2 (Stranded) |  |  | 6 | Braided Screen |  | 14 CORE | OEM |  | 6 SQMM X 14 CORE Unarmoured Copper CABLE | https://drive.google.com/file/d/1Pgjrf0FkeQUckB72LxdH4EVu3Vo48dGZ/view?usp=sharing
1234 | LDC | Industrial Braided-Unarmoured Screen Cable | Industrial Braided-Unarmoured Screen Cable | 16/.20MM |  | Per Meter | Kei | 394.2 | 40 % | 657 | IN STOCK | Copper | Unarmoured | BLACK | Class 2 (Stranded) |  |  | 0.5 | Braided Screen |  | 16 CORE | OEM |  | 0.5 SQMM X 16 CORE Unarmoured Copper CABLE | https://drive.google.com/file/d/14hzvJzHYP3HwxHPyz0oswIDNCeG8gWhg/view?usp=sharing
1235 | LDC | Industrial Braided-Unarmoured Screen Cable | Industrial Braided-Unarmoured Screen Cable | 24/.20MM |  | Per Meter | Kei | 532.8 | 40 % | 888 | IN STOCK | Copper | Unarmoured | BLACK | Class 2 (Stranded) |  |  | 0.75 | Braided Screen |  | 16 CORE | OEM |  | 0.75 SQMM X 16 CORE Unarmoured Copper CABLE | https://drive.google.com/file/d/14hzvJzHYP3HwxHPyz0oswIDNCeG8gWhg/view?usp=sharing
1236 | LDC | Industrial Braided-Unarmoured Screen Cable | Industrial Braided-Unarmoured Screen Cable | 32/.20MM |  | Per Meter | Kei | 680.4 | 40 % | 1134 | IN STOCK | Copper | Unarmoured | BLACK | Class 2 (Stranded) |  |  | 1.0 | Braided Screen |  | 16 CORE | OEM |  | 1.0 SQMM X 16 CORE Unarmoured Copper CABLE | https://drive.google.com/file/d/14hzvJzHYP3HwxHPyz0oswIDNCeG8gWhg/view?usp=sharing
1237 | LDC | Industrial Braided-Unarmoured Screen Cable | Industrial Braided-Unarmoured Screen Cable | 48/.20MM |  | Per Meter | Kei | 925.2 | 40 % | 1542 | IN STOCK | Copper | Unarmoured | BLACK | Class 2 (Stranded) |  |  | 1.5 | Braided Screen |  | 16 CORE | OEM |  | 1.5 SQMM X 16 CORE Unarmoured Copper CABLE | https://drive.google.com/file/d/14hzvJzHYP3HwxHPyz0oswIDNCeG8gWhg/view?usp=sharing
1238 | LDC | Industrial Braided-Unarmoured Screen Cable | Industrial Braided-Unarmoured Screen Cable | 80/.20MM |  | Per Meter | Kei | 1481.4 | 40 % | 2469 | IN STOCK | Copper | Unarmoured | BLACK | Class 2 (Stranded) |  |  | 2.5 | Braided Screen |  | 16 CORE | OEM |  | 2.5 SQMM X 16 CORE Unarmoured Copper CABLE | https://drive.google.com/file/d/14hzvJzHYP3HwxHPyz0oswIDNCeG8gWhg/view?usp=sharing
1239 | LDC | Industrial Braided-Unarmoured Screen Cable | Industrial Braided-Unarmoured Screen Cable | 54/.30MM |  | Per Meter | Kei | 0 | 40 % |  | IN STOCK | Copper | Unarmoured | BLACK | Class 2 (Stranded) |  |  | 4 | Braided Screen |  | 16 CORE | OEM |  | 4 SQMM X 16 CORE Unarmoured Copper CABLE | https://drive.google.com/file/d/14hzvJzHYP3HwxHPyz0oswIDNCeG8gWhg/view?usp=sharing
1240 | LDC | Industrial Braided-Unarmoured Screen Cable | Industrial Braided-Unarmoured Screen Cable | 84/.30MM |  | Per Meter | Kei | 0 | 40 % |  | IN STOCK | Copper | Unarmoured | BLACK | Class 2 (Stranded) |  |  | 6 | Braided Screen |  | 16 CORE | OEM |  | 6 SQMM X 16 CORE Unarmoured Copper CABLE | https://drive.google.com/file/d/14hzvJzHYP3HwxHPyz0oswIDNCeG8gWhg/view?usp=sharing
1241 | LDC | Industrial Braided-Unarmoured Screen Cable | Industrial Braided-Unarmoured Screen Cable | 16/.20MM |  | Per Meter | Kei | 451.8 | 40 % | 753 | IN STOCK | Copper | Unarmoured | BLACK | Class 2 (Stranded) |  |  | 0.5 | Braided Screen |  | 19 CORE | OEM |  | 0.5 SQMM X 19 CORE Unarmoured Copper CABLE | https://drive.google.com/file/d/1QBQlt8HTK7qCaNnmAMdbEHspRUnVjFet/view?usp=sharing
1242 | LDC | Industrial Braided-Unarmoured Screen Cable | Industrial Braided-Unarmoured Screen Cable | 24/.20MM |  | Per Meter | Kei | 614.4 | 40 % | 1024 | IN STOCK | Copper | Unarmoured | BLACK | Class 2 (Stranded) |  |  | 0.75 | Braided Screen |  | 19 CORE | OEM |  | 0.75 SQMM X 19 CORE Unarmoured Copper CABLE | https://drive.google.com/file/d/1QBQlt8HTK7qCaNnmAMdbEHspRUnVjFet/view?usp=sharing
1243 | LDC | Industrial Braided-Unarmoured Screen Cable | Industrial Braided-Unarmoured Screen Cable | 32/.20MM |  | Per Meter | Kei | 801 | 40 % | 1335 | IN STOCK | Copper | Unarmoured | BLACK | Class 2 (Stranded) |  |  | 1.0 | Braided Screen |  | 19 CORE | OEM |  | 1.0 SQMM X 19 CORE Unarmoured Copper CABLE | https://drive.google.com/file/d/1QBQlt8HTK7qCaNnmAMdbEHspRUnVjFet/view?usp=sharing
1244 | LDC | Industrial Braided-Unarmoured Screen Cable | Industrial Braided-Unarmoured Screen Cable | 48/.20MM |  | Per Meter | Kei | 1074.6 | 40 % | 1791 | IN STOCK | Copper | Unarmoured | BLACK | Class 2 (Stranded) |  |  | 1.5 | Braided Screen |  | 19 CORE | OEM |  | 1.5 SQMM X 19 CORE Unarmoured Copper CABLE | https://drive.google.com/file/d/1QBQlt8HTK7qCaNnmAMdbEHspRUnVjFet/view?usp=sharing
1245 | LDC | Industrial Braided-Unarmoured Screen Cable | Industrial Braided-Unarmoured Screen Cable | 80/.20MM |  | Per Meter | Kei | 1912.2 | 40 % | 3187 | IN STOCK | Copper | Unarmoured | BLACK | Class 2 (Stranded) |  |  | 2.5 | Braided Screen |  | 19 CORE | OEM |  | 2.5 SQMM X 19 CORE Unarmoured Copper CABLE | https://drive.google.com/file/d/1QBQlt8HTK7qCaNnmAMdbEHspRUnVjFet/view?usp=sharing
1246 | LDC | Industrial Braided-Unarmoured Screen Cable | Industrial Braided-Unarmoured Screen Cable | 54/.30MM |  | Per Meter | Kei | 0 | 40 % |  | IN STOCK | Copper | Unarmoured | BLACK | Class 2 (Stranded) |  |  | 4 | Braided Screen |  | 19 CORE | OEM |  | 4 SQMM X 19 CORE Unarmoured Copper CABLE | https://drive.google.com/file/d/1QBQlt8HTK7qCaNnmAMdbEHspRUnVjFet/view?usp=sharing
1247 | LDC | Industrial Braided-Unarmoured Screen Cable | Industrial Braided-Unarmoured Screen Cable | 84/.30MM |  | Per Meter | Kei | 0 | 40 % |  | IN STOCK | Copper | Unarmoured | BLACK | Class 2 (Stranded) |  |  | 6 | Braided Screen |  | 19 CORE | OEM |  | 6 SQMM X 19 CORE Unarmoured Copper CABLE | https://drive.google.com/file/d/1QBQlt8HTK7qCaNnmAMdbEHspRUnVjFet/view?usp=sharing
1248 | LDC | Industrial Braided-Unarmoured Screen Cable | Industrial Braided-Unarmoured Screen Cable | 16/.20MM |  | Per Meter | Kei | 561.6 | 40 % | 936 | IN STOCK | Copper | Unarmoured | BLACK | Class 2 (Stranded) |  |  | 0.5 | Braided Screen |  | 24 CORE | OEM |  | 0.5 SQMM X 24 CORE Unarmoured Copper CABLE | https://drive.google.com/file/d/1IU-JLDigfXrhA7kyNateGrMqduo7K_GL/view?usp=sharing
1249 | LDC | Industrial Braided-Unarmoured Screen Cable | Industrial Braided-Unarmoured Screen Cable | 24/.20MM |  | Per Meter | Kei | 753 | 40 % | 1255 | IN STOCK | Copper | Unarmoured | BLACK | Class 2 (Stranded) |  |  | 0.75 | Braided Screen |  | 24 CORE | OEM |  | 0.75 SQMM X 24 CORE Unarmoured Copper CABLE | https://drive.google.com/file/d/1IU-JLDigfXrhA7kyNateGrMqduo7K_GL/view?usp=sharing
1250 | LDC | Industrial Braided-Unarmoured Screen Cable | Industrial Braided-Unarmoured Screen Cable | 32/.20MM |  | Per Meter | Kei | 972.6 | 40 % | 1621 | IN STOCK | Copper | Unarmoured | BLACK | Class 2 (Stranded) |  |  | 1.0 | Braided Screen |  | 24 CORE | OEM |  | 1.0 SQMM X 24 CORE Unarmoured Copper CABLE | https://drive.google.com/file/d/1IU-JLDigfXrhA7kyNateGrMqduo7K_GL/view?usp=sharing
1251 | LDC | Industrial Braided-Unarmoured Screen Cable | Industrial Braided-Unarmoured Screen Cable | 48/.20MM |  | Per Meter | Kei | 1348.2 | 40 % | 2247 | IN STOCK | Copper | Unarmoured | BLACK | Class 2 (Stranded) |  |  | 1.5 | Braided Screen |  | 24 CORE | OEM |  | 1.5 SQMM X 24 CORE Unarmoured Copper CABLE | https://drive.google.com/file/d/1IU-JLDigfXrhA7kyNateGrMqduo7K_GL/view?usp=sharing
1252 | LDC | Industrial Braided-Unarmoured Screen Cable | Industrial Braided-Unarmoured Screen Cable | 80/.20MM |  | Per Meter | Kei | 2397.6 | 40 % | 3996 | IN STOCK | Copper | Unarmoured | BLACK | Class 2 (Stranded) |  |  | 2.5 | Braided Screen |  | 24 CORE | OEM |  | 2.5 SQMM X 24 CORE Unarmoured Copper CABLE | https://drive.google.com/file/d/1IU-JLDigfXrhA7kyNateGrMqduo7K_GL/view?usp=sharing
1253 | LDC | Industrial Braided-Unarmoured Screen Cable | Industrial Braided-Unarmoured Screen Cable | 54/.30MM |  | Per Meter | Kei | 0 | 40 % |  | IN STOCK | Copper | Unarmoured | BLACK | Class 2 (Stranded) |  |  | 4 | Braided Screen |  | 24 CORE | OEM |  | 4 SQMM X 24 CORE Unarmoured Copper CABLE | https://drive.google.com/file/d/1IU-JLDigfXrhA7kyNateGrMqduo7K_GL/view?usp=sharing
1254 | LDC | Industrial Braided-Unarmoured Screen Cable | Industrial Braided-Unarmoured Screen Cable | 84/.30MM |  | Per Meter | Kei | 0 | 40 % |  | IN STOCK | Copper | Unarmoured | BLACK | Class 2 (Stranded) |  |  | 6 | Braided Screen |  | 24 CORE | OEM |  | 6 SQMM X 24 CORE Unarmoured Copper CABLE | https://drive.google.com/file/d/1IU-JLDigfXrhA7kyNateGrMqduo7K_GL/view?usp=sharing
1255 | LDC | Industrial Cable (Multistrand) | Industrial Cable |  | 7 | Coil (90 Mtr) | Kei | 1407 | 40 % | 2345 | IN STOCK | Copper | Unarmoured | BLACK | Class 5 (Flexible) |  | FR | 0.75 |  |  | Single Core | OEM |  | 0.75 SQMM X Single Core Unarmoured Copper CABLE | https://drive.google.com/file/d/18aDZdhQS8z4sf1u1MIsg0F-PFpdBb-X2/view?usp=sharing
1256 | LDC | Industrial Cable (Multistrand) | Industrial Cable |  | 7 | Coil (300 Mtr) | Kei | 5905.2 | 40 % | 9842 | IN STOCK | Copper | Unarmoured | BLACK | Class 5 (Flexible) |  | FR (300/200 Mtr) | 0.75 |  |  | Single Core | OEM |  | 0.75 SQMM X Single Core Unarmoured Copper CABLE | https://drive.google.com/file/d/18aDZdhQS8z4sf1u1MIsg0F-PFpdBb-X2/view?usp=sharing
1257 | LDC | Industrial Cable (Multistrand) | Industrial Cable |  | 7 | Coil (300 Mtr) | Kei | 6016.2 | 40 % | 10027 | IN STOCK | Copper | Unarmoured | BLACK | Class 5 (Flexible) |  | FRLSH (300/200 Mtr) | 0.75 |  |  | Single Core | OEM |  | 0.75 SQMM X Single Core Unarmoured Copper CABLE | https://drive.google.com/file/d/18aDZdhQS8z4sf1u1MIsg0F-PFpdBb-X2/view?usp=sharing
1258 | LDC | Industrial Cable (Multistrand) | Industrial Cable |  | 12 | Coil (90 Mtr) | Kei | 1887 | 40 % | 3145 | IN STOCK | Copper | Unarmoured | BLACK | Class 5 (Flexible) |  | FR | 1 |  |  | Single Core | OEM |  | 1 SQMM X Single Core Unarmoured Copper CABLE | https://drive.google.com/file/d/18aDZdhQS8z4sf1u1MIsg0F-PFpdBb-X2/view?usp=sharing
1259 | LDC | Industrial Cable (Multistrand) | Industrial Cable |  | 12 | Coil (300 Mtr) | Kei | 7581 | 40 % | 12635 | IN STOCK | Copper | Unarmoured | BLACK | Class 5 (Flexible) |  | FR (300/200 Mtr) | 1 |  |  | Single Core | OEM |  | 1 SQMM X Single Core Unarmoured Copper CABLE | https://drive.google.com/file/d/18aDZdhQS8z4sf1u1MIsg0F-PFpdBb-X2/view?usp=sharing
1260 | LDC | Industrial Cable (Multistrand) | Industrial Cable |  | 12 | Coil (300 Mtr) | Kei | 7719 | 40 % | 12865 | IN STOCK | Copper | Unarmoured | BLACK | Class 5 (Flexible) |  | FRLSH (300/200 Mtr) | 1 |  |  | Single Core | OEM |  | 1 SQMM X Single Core Unarmoured Copper CABLE | https://drive.google.com/file/d/18aDZdhQS8z4sf1u1MIsg0F-PFpdBb-X2/view?usp=sharing
1261 | LDC | Industrial Cable (Multistrand) | Industrial Cable |  | 16 | Coil (90 Mtr) | Kei | 2760 | 40 % | 4600 | IN STOCK | Copper | Unarmoured | BLACK | Class 5 (Flexible) |  | FR | 1.5 |  |  | Single Core | OEM |  | 1.5 SQMM X Single Core Unarmoured Copper CABLE | https://drive.google.com/file/d/18aDZdhQS8z4sf1u1MIsg0F-PFpdBb-X2/view?usp=sharing
1262 | LDC | Industrial Cable (Multistrand) | Industrial Cable |  | 16 | Coil (300 Mtr) | Kei | 11106 | 40 % | 18510 | IN STOCK | Copper | Unarmoured | BLACK | Class 5 (Flexible) |  | FR (300/200 Mtr) | 1.5 |  |  | Single Core | OEM |  | 1.5 SQMM X Single Core Unarmoured Copper CABLE | https://drive.google.com/file/d/18aDZdhQS8z4sf1u1MIsg0F-PFpdBb-X2/view?usp=sharing
1263 | LDC | Industrial Cable (Multistrand) | Industrial Cable |  | 16 | Coil (300 Mtr) | Kei | 11325 | 40 % | 18875 | IN STOCK | Copper | Unarmoured | BLACK | Class 5 (Flexible) |  | FRLSH (300/200 Mtr) | 1.5 |  |  | Single Core | OEM |  | 1.5 SQMM X Single Core Unarmoured Copper CABLE | https://drive.google.com/file/d/18aDZdhQS8z4sf1u1MIsg0F-PFpdBb-X2/view?usp=sharing
1264 | LDC | Industrial Cable (Multistrand) | Industrial Cable |  | 22 | Coil (90 Mtr) | Kei | 4356 | 40 % | 7260 | IN STOCK | Copper | Unarmoured | BLACK | Class 5 (Flexible) |  | FR | 2.5 |  |  | Single Core | OEM |  | 2.5 SQMM X Single Core Unarmoured Copper CABLE | https://drive.google.com/file/d/18aDZdhQS8z4sf1u1MIsg0F-PFpdBb-X2/view?usp=sharing
1265 | LDC | Industrial Cable (Multistrand) | Industrial Cable |  | 22 | Coil (300 Mtr) | Kei | 18435 | 40 % | 30725 | IN STOCK | Copper | Unarmoured | BLACK | Class 5 (Flexible) |  | FR (300/200 Mtr) | 2.5 |  |  | Single Core | OEM |  | 2.5 SQMM X Single Core Unarmoured Copper CABLE | https://drive.google.com/file/d/18aDZdhQS8z4sf1u1MIsg0F-PFpdBb-X2/view?usp=sharing
1266 | LDC | Industrial Cable (Multistrand) | Industrial Cable |  | 22 | Coil (300 Mtr) | Kei | 18744 | 40 % | 31240 | IN STOCK | Copper | Unarmoured | BLACK | Class 5 (Flexible) |  | FRLSH (300/200 Mtr) | 2.5 |  |  | Single Core | OEM |  | 2.5 SQMM X Single Core Unarmoured Copper CABLE | https://drive.google.com/file/d/18aDZdhQS8z4sf1u1MIsg0F-PFpdBb-X2/view?usp=sharing
1267 | LDC | Industrial Cable (Multistrand) | Industrial Cable |  | 29 | Coil (90 Mtr) | Kei | 6378 | 40 % | 10630 | IN STOCK | Copper | Unarmoured | BLACK | Class 5 (Flexible) |  | FR | 4 |  |  | Single Core | OEM |  | 4 SQMM X Single Core Unarmoured Copper CABLE | https://drive.google.com/file/d/18aDZdhQS8z4sf1u1MIsg0F-PFpdBb-X2/view?usp=sharing
1268 | LDC | Industrial Cable (Multistrand) | Industrial Cable |  | 29 | Coil ( 200 Mtr) | Kei | 19167 | 40 % | 31945 | IN STOCK | Copper | Unarmoured | BLACK | Class 5 (Flexible) |  | FR (300/200 Mtr) | 4 |  |  | Single Core | OEM |  | 4 SQMM X Single Core Unarmoured Copper CABLE | https://drive.google.com/file/d/18aDZdhQS8z4sf1u1MIsg0F-PFpdBb-X2/view?usp=sharing
1269 | LDC | Industrial Cable (Multistrand) | Industrial Cable |  | 29 | Coil ( 200 Mtr) | Kei | 19419 | 40 % | 32365 | IN STOCK | Copper | Unarmoured | BLACK | Class 5 (Flexible) |  | FRLSH (300/200 Mtr) | 4 |  |  | Single Core | OEM |  | 4 SQMM X Single Core Unarmoured Copper CABLE | https://drive.google.com/file/d/18aDZdhQS8z4sf1u1MIsg0F-PFpdBb-X2/view?usp=sharing
1270 | LDC | Industrial Cable (Multistrand) | Industrial Cable |  | 37 | Coil (90 Mtr) | Kei | 9534 | 40 % | 15890 | IN STOCK | Copper | Unarmoured | BLACK | Class 5 (Flexible) |  | FR | 6 |  |  | Single Core | OEM |  | 6 SQMM X Single Core Unarmoured Copper CABLE | https://drive.google.com/file/d/18aDZdhQS8z4sf1u1MIsg0F-PFpdBb-X2/view?usp=sharing
1271 | LDC | Industrial Cable (Multistrand) | Industrial Cable |  | 37 | Coil ( 200 Mtr) | Kei | 28692 | 40 % | 47820 | IN STOCK | Copper | Unarmoured | BLACK | Class 5 (Flexible) |  | FR (300/200 Mtr) | 6 |  |  | Single Core | OEM |  | 6 SQMM X Single Core Unarmoured Copper CABLE | https://drive.google.com/file/d/18aDZdhQS8z4sf1u1MIsg0F-PFpdBb-X2/view?usp=sharing
1272 | LDC | Industrial Cable (Multistrand) | Industrial Cable |  | 37 | Coil ( 200 Mtr) | Kei | 29046 | 40 % | 48410 | IN STOCK | Copper | Unarmoured | BLACK | Class 5 (Flexible) |  | FRLSH (300/200 Mtr) | 6 |  |  | Single Core | OEM |  | 6 SQMM X Single Core Unarmoured Copper CABLE | https://drive.google.com/file/d/18aDZdhQS8z4sf1u1MIsg0F-PFpdBb-X2/view?usp=sharing
1273 | LDC | Industrial Cable (Multistrand) | Industrial Cable |  | 45 | Coil ( 200 Mtr) | Kei | 0 | 40 % |  | IN STOCK | Copper | Unarmoured | BLACK | Class 5 (Flexible) |  | FR | 10 |  |  | Single Core | OEM |  | 10 SQMM X Single Core Unarmoured Copper CABLE | https://drive.google.com/file/d/18aDZdhQS8z4sf1u1MIsg0F-PFpdBb-X2/view?usp=sharing
1274 | LDC | Industrial Cable (Multistrand) | Industrial Cable |  | 45 | Coil ( 200 Mtr) | Kei | 49371 | 40 % | 82285 | IN STOCK | Copper | Unarmoured | BLACK | Class 5 (Flexible) |  | FR (300/200 Mtr) | 10 |  |  | Single Core | OEM |  | 10 SQMM X Single Core Unarmoured Copper CABLE | https://drive.google.com/file/d/18aDZdhQS8z4sf1u1MIsg0F-PFpdBb-X2/view?usp=sharing
1275 | LDC | Industrial Cable (Multistrand) | Industrial Cable |  | 45 | Coil ( 200 Mtr) | Kei | 49944 | 40 % | 83240 | IN STOCK | Copper | Unarmoured | BLACK | Class 5 (Flexible) |  | FRLSH (300/200 Mtr) | 10 |  |  | Single Core | OEM |  | 10 SQMM X Single Core Unarmoured Copper CABLE | https://drive.google.com/file/d/18aDZdhQS8z4sf1u1MIsg0F-PFpdBb-X2/view?usp=sharing
1276 | LDC | Industrial Cable (Multistrand) | Industrial Cable |  | 68 | Coil (90 Mtr) | Kei | 0 | 40 % |  | IN STOCK | Copper | Unarmoured | BLACK | Class 5 (Flexible) |  | FR | 16 |  |  | Single Core | OEM |  | 16 SQMM X Single Core Unarmoured Copper CABLE | https://drive.google.com/file/d/18aDZdhQS8z4sf1u1MIsg0F-PFpdBb-X2/view?usp=sharing
1277 | LDC | Industrial Cable (Multistrand) | Industrial Cable |  | 68 | Coil ( 200 Mtr) | Kei | 77673 | 40 % | 129455 | IN STOCK | Copper | Unarmoured | BLACK | Class 5 (Flexible) |  | FR (300/200 Mtr) | 16 |  |  | Single Core | OEM |  | 16 SQMM X Single Core Unarmoured Copper CABLE | https://drive.google.com/file/d/18aDZdhQS8z4sf1u1MIsg0F-PFpdBb-X2/view?usp=sharing
1278 | LDC | Industrial Cable (Multistrand) | Industrial Cable |  | 68 | Coil ( 200 Mtr) | Kei | 78447 | 40 % | 130745 | IN STOCK | Copper | Unarmoured | BLACK | Class 5 (Flexible) |  | FRLSH (300/200 Mtr) | 16 |  |  | Single Core | OEM |  | 16 SQMM X Single Core Unarmoured Copper CABLE | https://drive.google.com/file/d/18aDZdhQS8z4sf1u1MIsg0F-PFpdBb-X2/view?usp=sharing
1279 | LDC | Industrial Cable (Multistrand) | Industrial Cable |  | 7 | Coil (90 Mtr) | Kei | 1407 | 40 % | 2345 | IN STOCK | Copper | Unarmoured | RED | Class 5 (Flexible) |  | FR | 0.75 |  |  | Single Core | OEM |  | 0.75 SQMM X Single Core Unarmoured Copper CABLE | https://drive.google.com/file/d/19uQkDR57OfUtHwibjpW9T7pwpJK_GSsq/view?usp=sharing
1280 | LDC | Industrial Cable (Multistrand) | Industrial Cable |  | 7 | Coil (300/200 Mtr) | Kei | 5905.2 | 40 % | 9842 | IN STOCK | Copper | Unarmoured | RED | Class 5 (Flexible) |  | FR (300/200 Mtr) | 0.75 |  |  | Single Core | OEM |  | 0.75 SQMM X Single Core Unarmoured Copper CABLE | https://drive.google.com/file/d/19uQkDR57OfUtHwibjpW9T7pwpJK_GSsq/view?usp=sharing
1281 | LDC | Industrial Cable (Multistrand) | Industrial Cable |  | 7 | Coil (300/200 Mtr) | Kei | 6016.2 | 40 % | 10027 | IN STOCK | Copper | Unarmoured | RED | Class 5 (Flexible) |  | FRLSH (300/200 Mtr) | 0.75 |  |  | Single Core | OEM |  | 0.75 SQMM X Single Core Unarmoured Copper CABLE | https://drive.google.com/file/d/19uQkDR57OfUtHwibjpW9T7pwpJK_GSsq/view?usp=sharing
1282 | LDC | Industrial Cable (Multistrand) | Industrial Cable |  | 12 | Coil (90 Mtr) | Kei | 1887 | 40 % | 3145 | IN STOCK | Copper | Unarmoured | RED | Class 5 (Flexible) |  | FR | 1 |  |  | Single Core | OEM |  | 1 SQMM X Single Core Unarmoured Copper CABLE | https://drive.google.com/file/d/19uQkDR57OfUtHwibjpW9T7pwpJK_GSsq/view?usp=sharing
1283 | LDC | Industrial Cable (Multistrand) | Industrial Cable |  | 12 | Coil (300/200 Mtr) | Kei | 7581 | 40 % | 12635 | IN STOCK | Copper | Unarmoured | RED | Class 5 (Flexible) |  | FR (300/200 Mtr) | 1 |  |  | Single Core | OEM |  | 1 SQMM X Single Core Unarmoured Copper CABLE | https://drive.google.com/file/d/19uQkDR57OfUtHwibjpW9T7pwpJK_GSsq/view?usp=sharing
1284 | LDC | Industrial Cable (Multistrand) | Industrial Cable |  | 12 | Coil (300/200 Mtr) | Kei | 7719 | 40 % | 12865 | IN STOCK | Copper | Unarmoured | RED | Class 5 (Flexible) |  | FRLSH (300/200 Mtr) | 1 |  |  | Single Core | OEM |  | 1 SQMM X Single Core Unarmoured Copper CABLE | https://drive.google.com/file/d/19uQkDR57OfUtHwibjpW9T7pwpJK_GSsq/view?usp=sharing
1285 | LDC | Industrial Cable (Multistrand) | Industrial Cable |  | 16 | Coil (90 Mtr) | Kei | 2760 | 40 % | 4600 | IN STOCK | Copper | Unarmoured | RED | Class 5 (Flexible) |  | FR | 1.5 |  |  | Single Core | OEM |  | 1.5 SQMM X Single Core Unarmoured Copper CABLE | https://drive.google.com/file/d/19uQkDR57OfUtHwibjpW9T7pwpJK_GSsq/view?usp=sharing
1286 | LDC | Industrial Cable (Multistrand) | Industrial Cable |  | 16 | Coil (300/200 Mtr) | Kei | 11106 | 40 % | 18510 | IN STOCK | Copper | Unarmoured | RED | Class 5 (Flexible) |  | FR (300/200 Mtr) | 1.5 |  |  | Single Core | OEM |  | 1.5 SQMM X Single Core Unarmoured Copper CABLE | https://drive.google.com/file/d/19uQkDR57OfUtHwibjpW9T7pwpJK_GSsq/view?usp=sharing
1287 | LDC | Industrial Cable (Multistrand) | Industrial Cable |  | 16 | Coil (300/200 Mtr) | Kei | 11325 | 40 % | 18875 | IN STOCK | Copper | Unarmoured | RED | Class 5 (Flexible) |  | FRLSH (300/200 Mtr) | 1.5 |  |  | Single Core | OEM |  | 1.5 SQMM X Single Core Unarmoured Copper CABLE | https://drive.google.com/file/d/19uQkDR57OfUtHwibjpW9T7pwpJK_GSsq/view?usp=sharing
1288 | LDC | Industrial Cable (Multistrand) | Industrial Cable |  | 22 | Coil (90 Mtr) | Kei | 4356 | 40 % | 7260 | IN STOCK | Copper | Unarmoured | RED | Class 5 (Flexible) |  | FR | 2.5 |  |  | Single Core | OEM |  | 2.5 SQMM X Single Core Unarmoured Copper CABLE | https://drive.google.com/file/d/19uQkDR57OfUtHwibjpW9T7pwpJK_GSsq/view?usp=sharing
1289 | LDC | Industrial Cable (Multistrand) | Industrial Cable |  | 22 | Coil (300/200 Mtr) | Kei | 18435 | 40 % | 30725 | IN STOCK | Copper | Unarmoured | RED | Class 5 (Flexible) |  | FR (300/200 Mtr) | 2.5 |  |  | Single Core | OEM |  | 2.5 SQMM X Single Core Unarmoured Copper CABLE | https://drive.google.com/file/d/19uQkDR57OfUtHwibjpW9T7pwpJK_GSsq/view?usp=sharing
1290 | LDC | Industrial Cable (Multistrand) | Industrial Cable |  | 22 | Coil (300/200 Mtr) | Kei | 18744 | 40 % | 31240 | IN STOCK | Copper | Unarmoured | RED | Class 5 (Flexible) |  | FRLSH (300/200 Mtr) | 2.5 |  |  | Single Core | OEM |  | 2.5 SQMM X Single Core Unarmoured Copper CABLE | https://drive.google.com/file/d/19uQkDR57OfUtHwibjpW9T7pwpJK_GSsq/view?usp=sharing
1291 | LDC | Industrial Cable (Multistrand) | Industrial Cable |  | 29 | Coil (90 Mtr) | Kei | 6378 | 40 % | 10630 | IN STOCK | Copper | Unarmoured | RED | Class 5 (Flexible) |  | FR | 4 |  |  | Single Core | OEM |  | 4 SQMM X Single Core Unarmoured Copper CABLE | https://drive.google.com/file/d/19uQkDR57OfUtHwibjpW9T7pwpJK_GSsq/view?usp=sharing
1292 | LDC | Industrial Cable (Multistrand) | Industrial Cable |  | 29 | Coil (300/200 Mtr) | Kei | 19167 | 40 % | 31945 | IN STOCK | Copper | Unarmoured | RED | Class 5 (Flexible) |  | FR (300/200 Mtr) | 4 |  |  | Single Core | OEM |  | 4 SQMM X Single Core Unarmoured Copper CABLE | https://drive.google.com/file/d/19uQkDR57OfUtHwibjpW9T7pwpJK_GSsq/view?usp=sharing
1293 | LDC | Industrial Cable (Multistrand) | Industrial Cable |  | 29 | Coil (300/200 Mtr) | Kei | 19419 | 40 % | 32365 | IN STOCK | Copper | Unarmoured | RED | Class 5 (Flexible) |  | FRLSH (300/200 Mtr) | 4 |  |  | Single Core | OEM |  | 4 SQMM X Single Core Unarmoured Copper CABLE | https://drive.google.com/file/d/19uQkDR57OfUtHwibjpW9T7pwpJK_GSsq/view?usp=sharing
1294 | LDC | Industrial Cable (Multistrand) | Industrial Cable |  | 37 | Coil (90 Mtr) | Kei | 9534 | 40 % | 15890 | IN STOCK | Copper | Unarmoured | RED | Class 5 (Flexible) |  | FR | 6 |  |  | Single Core | OEM |  | 6 SQMM X Single Core Unarmoured Copper CABLE | https://drive.google.com/file/d/19uQkDR57OfUtHwibjpW9T7pwpJK_GSsq/view?usp=sharing
1295 | LDC | Industrial Cable (Multistrand) | Industrial Cable |  | 37 | Coil (300/200 Mtr) | Kei | 28692 | 40 % | 47820 | IN STOCK | Copper | Unarmoured | RED | Class 5 (Flexible) |  | FR (300/200 Mtr) | 6 |  |  | Single Core | OEM |  | 6 SQMM X Single Core Unarmoured Copper CABLE | https://drive.google.com/file/d/19uQkDR57OfUtHwibjpW9T7pwpJK_GSsq/view?usp=sharing
1296 | LDC | Industrial Cable (Multistrand) | Industrial Cable |  | 37 | Coil (300/200 Mtr) | Kei | 29046 | 40 % | 48410 | IN STOCK | Copper | Unarmoured | RED | Class 5 (Flexible) |  | FRLSH (300/200 Mtr) | 6 |  |  | Single Core | OEM |  | 6 SQMM X Single Core Unarmoured Copper CABLE | https://drive.google.com/file/d/19uQkDR57OfUtHwibjpW9T7pwpJK_GSsq/view?usp=sharing
1297 | LDC | Industrial Cable (Multistrand) | Industrial Cable |  | 45 | Coil (90 Mtr) | Kei | 0 | 40 % |  | IN STOCK | Copper | Unarmoured | RED | Class 5 (Flexible) |  | FR | 10 |  |  | Single Core | OEM |  | 10 SQMM X Single Core Unarmoured Copper CABLE | https://drive.google.com/file/d/19uQkDR57OfUtHwibjpW9T7pwpJK_GSsq/view?usp=sharing
1298 | LDC | Industrial Cable (Multistrand) | Industrial Cable |  | 45 | Coil (300/200 Mtr) | Kei | 49371 | 40 % | 82285 | IN STOCK | Copper | Unarmoured | RED | Class 5 (Flexible) |  | FR (300/200 Mtr) | 10 |  |  | Single Core | OEM |  | 10 SQMM X Single Core Unarmoured Copper CABLE | https://drive.google.com/file/d/19uQkDR57OfUtHwibjpW9T7pwpJK_GSsq/view?usp=sharing
1299 | LDC | Industrial Cable (Multistrand) | Industrial Cable |  | 45 | Coil (300/200 Mtr) | Kei | 49944 | 40 % | 83240 | IN STOCK | Copper | Unarmoured | RED | Class 5 (Flexible) |  | FRLSH (300/200 Mtr) | 10 |  |  | Single Core | OEM |  | 10 SQMM X Single Core Unarmoured Copper CABLE | https://drive.google.com/file/d/19uQkDR57OfUtHwibjpW9T7pwpJK_GSsq/view?usp=sharing
1300 | LDC | Industrial Cable (Multistrand) | Industrial Cable |  | 68 | Coil (90 Mtr) | Kei | 0 | 40 % |  | IN STOCK | Copper | Unarmoured | RED | Class 5 (Flexible) |  | FR | 16 |  |  | Single Core | OEM |  | 16 SQMM X Single Core Unarmoured Copper CABLE | https://drive.google.com/file/d/19uQkDR57OfUtHwibjpW9T7pwpJK_GSsq/view?usp=sharing
1301 | LDC | Industrial Cable (Multistrand) | Industrial Cable |  | 68 | Coil (300/200 Mtr) | Kei | 77673 | 40 % | 129455 | IN STOCK | Copper | Unarmoured | RED | Class 5 (Flexible) |  | FR (300/200 Mtr) | 16 |  |  | Single Core | OEM |  | 16 SQMM X Single Core Unarmoured Copper CABLE | https://drive.google.com/file/d/19uQkDR57OfUtHwibjpW9T7pwpJK_GSsq/view?usp=sharing
1302 | LDC | Industrial Cable (Multistrand) | Industrial Cable |  | 12 | Coil (300/200 Mtr) | Kei | 0 | 40 % |  | IN STOCK | Copper | Unarmoured | YELLOW | Class 5 (Flexible) |  | FR (300/200 Mtr) | 1 |  |  | Single Core | OEM |  | 1 SQMM X Single Core Unarmoured Copper CABLE | https://drive.google.com/file/d/1F3-my97IYwcVmagydQ0VEWdM9aExfuSC/view?usp=sharing
1303 | LDC | Industrial Cable (Multistrand) | Industrial Cable |  | 12 | Coil (90 Mtr) | Kei | 0 | 40 % |  | IN STOCK | Copper | Unarmoured | YELLOW | Class 5 (Flexible) |  | FR | 1 |  |  | Single Core | OEM |  | 1 SQMM X Single Core Unarmoured Copper CABLE | https://drive.google.com/file/d/1F3-my97IYwcVmagydQ0VEWdM9aExfuSC/view?usp=sharing
1304 | LDC | Industrial Cable (Multistrand) | Industrial Cable |  | 12 | Coil (300/200 Mtr) | Kei | 0 | 40 % |  | IN STOCK | Copper | Unarmoured | YELLOW | Class 5 (Flexible) |  | FRLSH (300/200 Mtr) | 1 |  |  | Single Core | OEM |  | 1 SQMM X Single Core Unarmoured Copper CABLE | https://drive.google.com/file/d/1F3-my97IYwcVmagydQ0VEWdM9aExfuSC/view?usp=sharing
1305 | LDC | Industrial Cable (Multistrand) | Industrial Cable |  | 7 | Coil (300/200 Mtr) | Kei | 0 | 40 % |  | IN STOCK | Copper | Unarmoured | YELLOW | Class 5 (Flexible) |  | FRLSH (300/200 Mtr) | 0.75 |  |  | Single Core | OEM |  | 0.75 SQMM X Single Core Unarmoured Copper CABLE | https://drive.google.com/file/d/1F3-my97IYwcVmagydQ0VEWdM9aExfuSC/view?usp=sharing
1306 | LDC | Industrial Cable (Multistrand) | Industrial Cable |  | 16 | Coil (90 Mtr) | Kei | 0 | 40 % |  | IN STOCK | Copper | Unarmoured | YELLOW | Class 5 (Flexible) |  | FR | 1.5 |  |  | Single Core | OEM |  | 1.5 SQMM X Single Core Unarmoured Copper CABLE | https://drive.google.com/file/d/1F3-my97IYwcVmagydQ0VEWdM9aExfuSC/view?usp=sharing
1307 | LDC | Industrial Cable (Multistrand) | Industrial Cable |  | 16 | Coil (300/200 Mtr) | Kei | 0 | 40 % |  | IN STOCK | Copper | Unarmoured | YELLOW | Class 5 (Flexible) |  | FR (300/200 Mtr) | 1.5 |  |  | Single Core | OEM |  | 1.5 SQMM X Single Core Unarmoured Copper CABLE | https://drive.google.com/file/d/1F3-my97IYwcVmagydQ0VEWdM9aExfuSC/view?usp=sharing
1308 | LDC | Industrial Cable (Multistrand) | Industrial Cable |  | 16 | Coil (300/200 Mtr) | Kei | 0 | 40 % |  | IN STOCK | Copper | Unarmoured | YELLOW | Class 5 (Flexible) |  | FRLSH (300/200 Mtr) | 1.5 |  |  | Single Core | OEM |  | 1.5 SQMM X Single Core Unarmoured Copper CABLE | https://drive.google.com/file/d/1F3-my97IYwcVmagydQ0VEWdM9aExfuSC/view?usp=sharing
1309 | LDC | Industrial Cable (Multistrand) | Industrial Cable |  | 22 | Coil (90 Mtr) | Kei | 0 | 40 % |  | IN STOCK | Copper | Unarmoured | YELLOW | Class 5 (Flexible) |  | FR | 2.5 |  |  | Single Core | OEM |  | 2.5 SQMM X Single Core Unarmoured Copper CABLE | https://drive.google.com/file/d/1F3-my97IYwcVmagydQ0VEWdM9aExfuSC/view?usp=sharing
1310 | LDC | Industrial Cable (Multistrand) | Industrial Cable |  | 22 | Coil (300/200 Mtr) | Kei | 0 | 40 % |  | IN STOCK | Copper | Unarmoured | YELLOW | Class 5 (Flexible) |  | FR (300/200 Mtr) | 2.5 |  |  | Single Core | OEM |  | 2.5 SQMM X Single Core Unarmoured Copper CABLE | https://drive.google.com/file/d/1F3-my97IYwcVmagydQ0VEWdM9aExfuSC/view?usp=sharing
1311 | LDC | Industrial Cable (Multistrand) | Industrial Cable |  | 22 | Coil (300/200 Mtr) | Kei | 0 | 40 % |  | IN STOCK | Copper | Unarmoured | YELLOW | Class 5 (Flexible) |  | FRLSH (300/200 Mtr) | 2.5 |  |  | Single Core | OEM |  | 2.5 SQMM X Single Core Unarmoured Copper CABLE | https://drive.google.com/file/d/1F3-my97IYwcVmagydQ0VEWdM9aExfuSC/view?usp=sharing
1312 | LDC | Industrial Cable (Multistrand) | Industrial Cable |  | 29 | Coil (90 Mtr) | Kei | 0 | 40 % |  | IN STOCK | Copper | Unarmoured | YELLOW | Class 5 (Flexible) |  | FR | 4 |  |  | Single Core | OEM |  | 4 SQMM X Single Core Unarmoured Copper CABLE | https://drive.google.com/file/d/1F3-my97IYwcVmagydQ0VEWdM9aExfuSC/view?usp=sharing
1313 | LDC | Industrial Cable (Multistrand) | Industrial Cable |  | 29 | Coil (300/200 Mtr) | Kei | 0 | 40 % |  | IN STOCK | Copper | Unarmoured | YELLOW | Class 5 (Flexible) |  | FR (300/200 Mtr) | 4 |  |  | Single Core | OEM |  | 4 SQMM X Single Core Unarmoured Copper CABLE | https://drive.google.com/file/d/1F3-my97IYwcVmagydQ0VEWdM9aExfuSC/view?usp=sharing
1314 | LDC | Industrial Cable (Multistrand) | Industrial Cable |  | 29 | Coil (300/200 Mtr) | Kei | 0 | 40 % |  | IN STOCK | Copper | Unarmoured | YELLOW | Class 5 (Flexible) |  | FRLSH (300/200 Mtr) | 4 |  |  | Single Core | OEM |  | 4 SQMM X Single Core Unarmoured Copper CABLE | https://drive.google.com/file/d/1F3-my97IYwcVmagydQ0VEWdM9aExfuSC/view?usp=sharing
1315 | LDC | Industrial Cable (Multistrand) | Industrial Cable |  | 37 | Coil (90 Mtr) | Kei | 0 | 40 % |  | IN STOCK | Copper | Unarmoured | YELLOW | Class 5 (Flexible) |  | FR | 6 |  |  | Single Core | OEM |  | 6 SQMM X Single Core Unarmoured Copper CABLE | https://drive.google.com/file/d/1F3-my97IYwcVmagydQ0VEWdM9aExfuSC/view?usp=sharing
1316 | LDC | Industrial Cable (Multistrand) | Industrial Cable |  | 37 | Coil (300/200 Mtr) | Kei | 0 | 40 % |  | IN STOCK | Copper | Unarmoured | YELLOW | Class 5 (Flexible) |  | FR (300/200 Mtr) | 6 |  |  | Single Core | OEM |  | 6 SQMM X Single Core Unarmoured Copper CABLE | https://drive.google.com/file/d/1F3-my97IYwcVmagydQ0VEWdM9aExfuSC/view?usp=sharing
1317 | LDC | Industrial Cable (Multistrand) | Industrial Cable |  | 37 | Coil (300/200 Mtr) | Kei | 0 | 40 % |  | IN STOCK | Copper | Unarmoured | YELLOW | Class 5 (Flexible) |  | FRLSH (300/200 Mtr) | 6 |  |  | Single Core | OEM |  | 6 SQMM X Single Core Unarmoured Copper CABLE | https://drive.google.com/file/d/1F3-my97IYwcVmagydQ0VEWdM9aExfuSC/view?usp=sharing
1318 | LDC | Industrial Cable (Multistrand) | Industrial Cable |  | 45 | Coil (90 Mtr) | Kei | 0 | 40 % |  | IN STOCK | Copper | Unarmoured | YELLOW | Class 5 (Flexible) |  | FR | 10 |  |  | Single Core | OEM |  | 10 SQMM X Single Core Unarmoured Copper CABLE | https://drive.google.com/file/d/1F3-my97IYwcVmagydQ0VEWdM9aExfuSC/view?usp=sharing
1319 | LDC | Industrial Cable (Multistrand) | Industrial Cable |  | 45 | Coil (300/200 Mtr) | Kei | 0 | 40 % |  | IN STOCK | Copper | Unarmoured | YELLOW | Class 5 (Flexible) |  | FR (300/200 Mtr) | 10 |  |  | Single Core | OEM |  | 10 SQMM X Single Core Unarmoured Copper CABLE | https://drive.google.com/file/d/1F3-my97IYwcVmagydQ0VEWdM9aExfuSC/view?usp=sharing
1320 | LDC | Industrial Cable (Multistrand) | Industrial Cable |  | 45 | Coil (300/200 Mtr) | Kei | 0 | 40 % |  | IN STOCK | Copper | Unarmoured | YELLOW | Class 5 (Flexible) |  | FRLSH (300/200 Mtr) | 10 |  |  | Single Core | OEM |  | 10 SQMM X Single Core Unarmoured Copper CABLE | https://drive.google.com/file/d/1F3-my97IYwcVmagydQ0VEWdM9aExfuSC/view?usp=sharing
1321 | LDC | Industrial Cable (Multistrand) | Industrial Cable |  | 68 | Coil (90 Mtr) | Kei | 0 | 40 % |  | IN STOCK | Copper | Unarmoured | YELLOW | Class 5 (Flexible) |  | FR | 16 |  |  | Single Core | OEM |  | 16 SQMM X Single Core Unarmoured Copper CABLE | https://drive.google.com/file/d/1F3-my97IYwcVmagydQ0VEWdM9aExfuSC/view?usp=sharing
1322 | LDC | Industrial Cable (Multistrand) | Industrial Cable |  | 68 | Coil (300/200 Mtr) | Kei | 0 | 40 % |  | IN STOCK | Copper | Unarmoured | YELLOW | Class 5 (Flexible) |  | FR (300/200 Mtr) | 16 |  |  | Single Core | OEM |  | 16 SQMM X Single Core Unarmoured Copper CABLE | https://drive.google.com/file/d/1F3-my97IYwcVmagydQ0VEWdM9aExfuSC/view?usp=sharing
1323 | LDC | Industrial Cable (Multistrand) | Industrial Cable |  | 68 | Coil (300/200 Mtr) | Kei | 0 | 40 % |  | IN STOCK | Copper | Unarmoured | YELLOW | Class 5 (Flexible) |  | FRLSH (300/200 Mtr) | 16 |  |  | Single Core | OEM |  | 16 SQMM X Single Core Unarmoured Copper CABLE | https://drive.google.com/file/d/1F3-my97IYwcVmagydQ0VEWdM9aExfuSC/view?usp=sharing
1324 | LDC | Industrial Cable (Multistrand) | Industrial Cable |  | 7 | Coil (90 Mtr) | Kei | 0 | 40 % |  | IN STOCK | Copper | Unarmoured | BLUE | Class 5 (Flexible) |  | FR | 0.75 |  |  | Single Core | OEM |  | 0.75 SQMM X Single Core Unarmoured Copper CABLE | https://drive.google.com/file/d/19uQkDR57OfUtHwibjpW9T7pwpJK_GSsq/view?usp=sharing
1325 | LDC | Industrial Cable (Multistrand) | Industrial Cable |  | 7 | Coil (300/200 Mtr) | Kei | 0 | 40 % |  | IN STOCK | Copper | Unarmoured | BLUE | Class 5 (Flexible) |  | FR (300/200 Mtr) | 0.75 |  |  | Single Core | OEM |  | 0.75 SQMM X Single Core Unarmoured Copper CABLE | https://drive.google.com/file/d/19uQkDR57OfUtHwibjpW9T7pwpJK_GSsq/view?usp=sharing
1326 | LDC | Industrial Cable (Multistrand) | Industrial Cable |  | 7 | Coil (300/200 Mtr) | Kei | 0 | 40 % |  | IN STOCK | Copper | Unarmoured | BLUE | Class 5 (Flexible) |  | FRLSH (300/200 Mtr) | 0.75 |  |  | Single Core | OEM |  | 0.75 SQMM X Single Core Unarmoured Copper CABLE | https://drive.google.com/file/d/19uQkDR57OfUtHwibjpW9T7pwpJK_GSsq/view?usp=sharing
1327 | LDC | Industrial Cable (Multistrand) | Industrial Cable |  | 12 | Coil (90 Mtr) | Kei | 0 | 40 % |  | IN STOCK | Copper | Unarmoured | BLUE | Class 5 (Flexible) |  | FR | 1 |  |  | Single Core | OEM |  | 1 SQMM X Single Core Unarmoured Copper CABLE | https://drive.google.com/file/d/19uQkDR57OfUtHwibjpW9T7pwpJK_GSsq/view?usp=sharing
1328 | LDC | Industrial Cable (Multistrand) | Industrial Cable |  | 12 | Coil (300/200 Mtr) | Kei | 0 | 40 % |  | IN STOCK | Copper | Unarmoured | BLUE | Class 5 (Flexible) |  | FR (300/200 Mtr) | 1 |  |  | Single Core | OEM |  | 1 SQMM X Single Core Unarmoured Copper CABLE | https://drive.google.com/file/d/19uQkDR57OfUtHwibjpW9T7pwpJK_GSsq/view?usp=sharing
1329 | LDC | Industrial Cable (Multistrand) | Industrial Cable |  | 12 | Coil (300/200 Mtr) | Kei | 0 | 40 % |  | IN STOCK | Copper | Unarmoured | BLUE | Class 5 (Flexible) |  | FRLSH (300/200 Mtr) | 1 |  |  | Single Core | OEM |  | 1 SQMM X Single Core Unarmoured Copper CABLE | https://drive.google.com/file/d/19uQkDR57OfUtHwibjpW9T7pwpJK_GSsq/view?usp=sharing
1330 | LDC | Industrial Cable (Multistrand) | Industrial Cable |  | 16 | Coil (90 Mtr) | Kei | 0 | 40 % |  | IN STOCK | Copper | Unarmoured | BLUE | Class 5 (Flexible) |  | FR | 1.5 |  |  | Single Core | OEM |  | 1.5 SQMM X Single Core Unarmoured Copper CABLE | https://drive.google.com/file/d/19uQkDR57OfUtHwibjpW9T7pwpJK_GSsq/view?usp=sharing
1331 | LDC | Industrial Cable (Multistrand) | Industrial Cable |  | 16 | Coil (300/200 Mtr) | Kei | 0 | 40 % |  | IN STOCK | Copper | Unarmoured | BLUE | Class 5 (Flexible) |  | FR (300/200 Mtr) | 1.5 |  |  | Single Core | OEM |  | 1.5 SQMM X Single Core Unarmoured Copper CABLE | https://drive.google.com/file/d/19uQkDR57OfUtHwibjpW9T7pwpJK_GSsq/view?usp=sharing
1332 | LDC | Industrial Cable (Multistrand) | Industrial Cable |  | 16 | Coil (300/200 Mtr) | Kei | 0 | 40 % |  | IN STOCK | Copper | Unarmoured | BLUE | Class 5 (Flexible) |  | FRLSH (300/200 Mtr) | 1.5 |  |  | Single Core | OEM |  | 1.5 SQMM X Single Core Unarmoured Copper CABLE | https://drive.google.com/file/d/19uQkDR57OfUtHwibjpW9T7pwpJK_GSsq/view?usp=sharing
1333 | LDC | Industrial Cable (Multistrand) | Industrial Cable |  | 22 | Coil (90 Mtr) | Kei | 0 | 40 % |  | IN STOCK | Copper | Unarmoured | BLUE | Class 5 (Flexible) |  | FR | 2.5 |  |  | Single Core | OEM |  | 2.5 SQMM X Single Core Unarmoured Copper CABLE | https://drive.google.com/file/d/19uQkDR57OfUtHwibjpW9T7pwpJK_GSsq/view?usp=sharing
1334 | LDC | Industrial Cable (Multistrand) | Industrial Cable |  | 22 | Coil (300/200 Mtr) | Kei | 0 | 40 % |  | IN STOCK | Copper | Unarmoured | BLUE | Class 5 (Flexible) |  | FR (300/200 Mtr) | 2.5 |  |  | Single Core | OEM |  | 2.5 SQMM X Single Core Unarmoured Copper CABLE | https://drive.google.com/file/d/19uQkDR57OfUtHwibjpW9T7pwpJK_GSsq/view?usp=sharing
1335 | LDC | Industrial Cable (Multistrand) | Industrial Cable |  | 22 | Coil (300/200 Mtr) | Kei | 0 | 40 % |  | IN STOCK | Copper | Unarmoured | BLUE | Class 5 (Flexible) |  | FRLSH (300/200 Mtr) | 2.5 |  |  | Single Core | OEM |  | 2.5 SQMM X Single Core Unarmoured Copper CABLE | https://drive.google.com/file/d/19uQkDR57OfUtHwibjpW9T7pwpJK_GSsq/view?usp=sharing
1336 | LDC | Industrial Cable (Multistrand) | Industrial Cable |  | 29 | Coil (90 Mtr) | Kei | 0 | 40 % |  | IN STOCK | Copper | Unarmoured | BLUE | Class 5 (Flexible) |  | FR | 4 |  |  | Single Core | OEM |  | 4 SQMM X Single Core Unarmoured Copper CABLE | https://drive.google.com/file/d/19uQkDR57OfUtHwibjpW9T7pwpJK_GSsq/view?usp=sharing
1337 | LDC | Industrial Cable (Multistrand) | Industrial Cable |  | 29 | Coil (300/200 Mtr) | Kei | 0 | 40 % |  | IN STOCK | Copper | Unarmoured | BLUE | Class 5 (Flexible) |  | FR (300/200 Mtr) | 4 |  |  | Single Core | OEM |  | 4 SQMM X Single Core Unarmoured Copper CABLE | https://drive.google.com/file/d/19uQkDR57OfUtHwibjpW9T7pwpJK_GSsq/view?usp=sharing
1338 | LDC | Industrial Cable (Multistrand) | Industrial Cable |  | 29 | Coil (300/200 Mtr) | Kei | 0 | 40 % |  | IN STOCK | Copper | Unarmoured | BLUE | Class 5 (Flexible) |  | FRLSH (300/200 Mtr) | 4 |  |  | Single Core | OEM |  | 4 SQMM X Single Core Unarmoured Copper CABLE | https://drive.google.com/file/d/19uQkDR57OfUtHwibjpW9T7pwpJK_GSsq/view?usp=sharing
1339 | LDC | Industrial Cable (Multistrand) | Industrial Cable |  | 37 | Coil (90 Mtr) | Kei | 0 | 40 % |  | IN STOCK | Copper | Unarmoured | BLUE | Class 5 (Flexible) |  | FR | 6 |  |  | Single Core | OEM |  | 6 SQMM X Single Core Unarmoured Copper CABLE | https://drive.google.com/file/d/19uQkDR57OfUtHwibjpW9T7pwpJK_GSsq/view?usp=sharing
1340 | LDC | Industrial Cable (Multistrand) | Industrial Cable |  | 37 | Coil (300/200 Mtr) | Kei | 0 | 40 % |  | IN STOCK | Copper | Unarmoured | BLUE | Class 5 (Flexible) |  | FR (300/200 Mtr) | 6 |  |  | Single Core | OEM |  | 6 SQMM X Single Core Unarmoured Copper CABLE | https://drive.google.com/file/d/19uQkDR57OfUtHwibjpW9T7pwpJK_GSsq/view?usp=sharing
1341 | LDC | Industrial Cable (Multistrand) | Industrial Cable |  | 37 | Coil (300/200 Mtr) | Kei | 0 | 40 % |  | IN STOCK | Copper | Unarmoured | BLUE | Class 5 (Flexible) |  | FRLSH (300/200 Mtr) | 6 |  |  | Single Core | OEM |  | 6 SQMM X Single Core Unarmoured Copper CABLE | https://drive.google.com/file/d/19uQkDR57OfUtHwibjpW9T7pwpJK_GSsq/view?usp=sharing
1342 | LDC | Industrial Cable (Multistrand) | Industrial Cable |  | 45 | Coil (90 Mtr) | Kei | 0 | 40 % |  | IN STOCK | Copper | Unarmoured | BLUE | Class 5 (Flexible) |  | FR | 10 |  |  | Single Core | OEM |  | 10 SQMM X Single Core Unarmoured Copper CABLE | https://drive.google.com/file/d/19uQkDR57OfUtHwibjpW9T7pwpJK_GSsq/view?usp=sharing
1343 | LDC | Industrial Cable (Multistrand) | Industrial Cable |  | 45 | Coil (300/200 Mtr) | Kei | 0 | 40 % |  | IN STOCK | Copper | Unarmoured | BLUE | Class 5 (Flexible) |  | FR (300/200 Mtr) | 10 |  |  | Single Core | OEM |  | 10 SQMM X Single Core Unarmoured Copper CABLE | https://drive.google.com/file/d/19uQkDR57OfUtHwibjpW9T7pwpJK_GSsq/view?usp=sharing
1344 | LDC | Industrial Cable (Multistrand) | Industrial Cable |  | 45 | Coil (300/200 Mtr) | Kei | 0 | 40 % |  | IN STOCK | Copper | Unarmoured | BLUE | Class 5 (Flexible) |  | FRLSH (300/200 Mtr) | 10 |  |  | Single Core | OEM |  | 10 SQMM X Single Core Unarmoured Copper CABLE | https://drive.google.com/file/d/19uQkDR57OfUtHwibjpW9T7pwpJK_GSsq/view?usp=sharing
1345 | LDC | Industrial Cable (Multistrand) | Industrial Cable |  | 68 | Coil (90 Mtr) | Kei | 0 | 40 % |  | IN STOCK | Copper | Unarmoured | BLUE | Class 5 (Flexible) |  | FR | 16 |  |  | Single Core | OEM |  | 16 SQMM X Single Core Unarmoured Copper CABLE | https://drive.google.com/file/d/19uQkDR57OfUtHwibjpW9T7pwpJK_GSsq/view?usp=sharing
1346 | LDC | Industrial Cable (Multistrand) | Industrial Cable |  | 68 | Coil (300/200 Mtr) | Kei | 0 | 40 % |  | IN STOCK | Copper | Unarmoured | BLUE | Class 5 (Flexible) |  | FR (300/200 Mtr) | 16 |  |  | Single Core | OEM |  | 16 SQMM X Single Core Unarmoured Copper CABLE | https://drive.google.com/file/d/19uQkDR57OfUtHwibjpW9T7pwpJK_GSsq/view?usp=sharing
1347 | LDC | Industrial Cable (Multistrand) | Industrial Cable |  | 68 | Coil (300/200 Mtr) | Kei | 0 | 40 % |  | IN STOCK | Copper | Unarmoured | BLUE | Class 5 (Flexible) |  | FRLSH (300/200 Mtr) | 16 |  |  | Single Core | OEM |  | 16 SQMM X Single Core Unarmoured Copper CABLE | https://drive.google.com/file/d/19uQkDR57OfUtHwibjpW9T7pwpJK_GSsq/view?usp=sharing
1348 | LDC | Industrial Cable (Multistrand) | Industrial Cable |  | 7 | Coil (90 Mtr) | Kei | 0 | 40 % |  | IN STOCK | Copper | Unarmoured | GREEN | Class 5 (Flexible) |  | FR | 0.75 |  |  | Single Core | OEM |  | 0.75 SQMM X Single Core Unarmoured Copper CABLE | https://drive.google.com/file/d/1ct2s7xhO0KTIi6zOxSJyrXz08x02sSDz/view?usp=sharing
1349 | LDC | Industrial Cable (Multistrand) | Industrial Cable |  | 7 | Coil (300/200 Mtr) | Kei | 0 | 40 % |  | IN STOCK | Copper | Unarmoured | GREEN | Class 5 (Flexible) |  | FR (300/200 Mtr) | 0.75 |  |  | Single Core | OEM |  | 0.75 SQMM X Single Core Unarmoured Copper CABLE | https://drive.google.com/file/d/1ct2s7xhO0KTIi6zOxSJyrXz08x02sSDz/view?usp=sharing
1350 | LDC | Industrial Cable (Multistrand) | Industrial Cable |  | 7 | Coil (300/200 Mtr) | Kei | 0 | 40 % |  | IN STOCK | Copper | Unarmoured | GREEN | Class 5 (Flexible) |  | FRLSH (300/200 Mtr) | 0.75 |  |  | Single Core | OEM |  | 0.75 SQMM X Single Core Unarmoured Copper CABLE | https://drive.google.com/file/d/1ct2s7xhO0KTIi6zOxSJyrXz08x02sSDz/view?usp=sharing
1351 | LDC | Industrial Cable (Multistrand) | Industrial Cable |  | 12 | Coil (90 Mtr) | Kei | 0 | 40 % |  | IN STOCK | Copper | Unarmoured | GREEN | Class 5 (Flexible) |  | FR | 1 |  |  | Single Core | OEM |  | 1 SQMM X Single Core Unarmoured Copper CABLE | https://drive.google.com/file/d/1ct2s7xhO0KTIi6zOxSJyrXz08x02sSDz/view?usp=sharing
1352 | LDC | Industrial Cable (Multistrand) | Industrial Cable |  | 12 | Coil (300/200 Mtr) | Kei | 0 | 40 % |  | IN STOCK | Copper | Unarmoured | GREEN | Class 5 (Flexible) |  | FR (300/200 Mtr) | 1 |  |  | Single Core | OEM |  | 1 SQMM X Single Core Unarmoured Copper CABLE | https://drive.google.com/file/d/1ct2s7xhO0KTIi6zOxSJyrXz08x02sSDz/view?usp=sharing
1353 | LDC | Industrial Cable (Multistrand) | Industrial Cable |  | 12 | Coil (300/200 Mtr) | Kei | 0 | 40 % |  | IN STOCK | Copper | Unarmoured | GREEN | Class 5 (Flexible) |  | FRLSH (300/200 Mtr) | 1 |  |  | Single Core | OEM |  | 1 SQMM X Single Core Unarmoured Copper CABLE | https://drive.google.com/file/d/1ct2s7xhO0KTIi6zOxSJyrXz08x02sSDz/view?usp=sharing
1354 | LDC | Industrial Cable (Multistrand) | Industrial Cable |  | 16 | Coil (90 Mtr) | Kei | 0 | 40 % |  | IN STOCK | Copper | Unarmoured | GREEN | Class 5 (Flexible) |  | FR | 1.5 |  |  | Single Core | OEM |  | 1.5 SQMM X Single Core Unarmoured Copper CABLE | https://drive.google.com/file/d/1ct2s7xhO0KTIi6zOxSJyrXz08x02sSDz/view?usp=sharing
1355 | LDC | Industrial Cable (Multistrand) | Industrial Cable |  | 16 | Coil (300/200 Mtr) | Kei | 0 | 40 % |  | IN STOCK | Copper | Unarmoured | GREEN | Class 5 (Flexible) |  | FR (300/200 Mtr) | 1.5 |  |  | Single Core | OEM |  | 1.5 SQMM X Single Core Unarmoured Copper CABLE | https://drive.google.com/file/d/1ct2s7xhO0KTIi6zOxSJyrXz08x02sSDz/view?usp=sharing
1356 | LDC | Industrial Cable (Multistrand) | Industrial Cable |  | 16 | Coil (300/200 Mtr) | Kei | 0 | 40 % |  | IN STOCK | Copper | Unarmoured | GREEN | Class 5 (Flexible) |  | FRLSH (300/200 Mtr) | 1.5 |  |  | Single Core | OEM |  | 1.5 SQMM X Single Core Unarmoured Copper CABLE | https://drive.google.com/file/d/1ct2s7xhO0KTIi6zOxSJyrXz08x02sSDz/view?usp=sharing
1357 | LDC | Industrial Cable (Multistrand) | Industrial Cable |  | 22 | Coil (90 Mtr) | Kei | 0 | 40 % |  | IN STOCK | Copper | Unarmoured | GREEN | Class 5 (Flexible) |  | FR | 2.5 |  |  | Single Core | OEM |  | 2.5 SQMM X Single Core Unarmoured Copper CABLE | https://drive.google.com/file/d/1ct2s7xhO0KTIi6zOxSJyrXz08x02sSDz/view?usp=sharing
1358 | LDC | Industrial Cable (Multistrand) | Industrial Cable |  | 22 | Coil (300/200 Mtr) | Kei | 0 | 40 % |  | IN STOCK | Copper | Unarmoured | GREEN | Class 5 (Flexible) |  | FR (300/200 Mtr) | 2.5 |  |  | Single Core | OEM |  | 2.5 SQMM X Single Core Unarmoured Copper CABLE | https://drive.google.com/file/d/1ct2s7xhO0KTIi6zOxSJyrXz08x02sSDz/view?usp=sharing
1359 | LDC | Industrial Cable (Multistrand) | Industrial Cable |  | 22 | Coil (300/200 Mtr) | Kei | 0 | 40 % |  | IN STOCK | Copper | Unarmoured | GREEN | Class 5 (Flexible) |  | FRLSH (300/200 Mtr) | 2.5 |  |  | Single Core | OEM |  | 2.5 SQMM X Single Core Unarmoured Copper CABLE | https://drive.google.com/file/d/1ct2s7xhO0KTIi6zOxSJyrXz08x02sSDz/view?usp=sharing
1360 | LDC | Industrial Cable (Multistrand) | Industrial Cable |  | 29 | Coil (90 Mtr) | Kei | 0 | 40 % |  | IN STOCK | Copper | Unarmoured | GREEN | Class 5 (Flexible) |  | FR | 4 |  |  | Single Core | OEM |  | 4 SQMM X Single Core Unarmoured Copper CABLE | https://drive.google.com/file/d/1ct2s7xhO0KTIi6zOxSJyrXz08x02sSDz/view?usp=sharing
1361 | LDC | Industrial Cable (Multistrand) | Industrial Cable |  | 29 | Coil (300/200 Mtr) | Kei | 0 | 40 % |  | IN STOCK | Copper | Unarmoured | GREEN | Class 5 (Flexible) |  | FR (300/200 Mtr) | 4 |  |  | Single Core | OEM |  | 4 SQMM X Single Core Unarmoured Copper CABLE | https://drive.google.com/file/d/1ct2s7xhO0KTIi6zOxSJyrXz08x02sSDz/view?usp=sharing
1362 | LDC | Industrial Cable (Multistrand) | Industrial Cable |  | 29 | Coil (300/200 Mtr) | Kei | 0 | 40 % |  | IN STOCK | Copper | Unarmoured | GREEN | Class 5 (Flexible) |  | FRLSH (300/200 Mtr) | 4 |  |  | Single Core | OEM |  | 4 SQMM X Single Core Unarmoured Copper CABLE | https://drive.google.com/file/d/1ct2s7xhO0KTIi6zOxSJyrXz08x02sSDz/view?usp=sharing
1363 | LDC | Industrial Cable (Multistrand) | Industrial Cable |  | 37 | Coil (90 Mtr) | Kei | 0 | 40 % |  | IN STOCK | Copper | Unarmoured | GREEN | Class 5 (Flexible) |  | FR | 6 |  |  | Single Core | OEM |  | 6 SQMM X Single Core Unarmoured Copper CABLE | https://drive.google.com/file/d/1ct2s7xhO0KTIi6zOxSJyrXz08x02sSDz/view?usp=sharing
1364 | LDC | Industrial Cable (Multistrand) | Industrial Cable |  | 37 | Coil (300/200 Mtr) | Kei | 0 | 40 % |  | IN STOCK | Copper | Unarmoured | GREEN | Class 5 (Flexible) |  | FR (300/200 Mtr) | 6 |  |  | Single Core | OEM |  | 6 SQMM X Single Core Unarmoured Copper CABLE | https://drive.google.com/file/d/1ct2s7xhO0KTIi6zOxSJyrXz08x02sSDz/view?usp=sharing
1365 | LDC | Industrial Cable (Multistrand) | Industrial Cable |  | 37 | Coil (300/200 Mtr) | Kei | 0 | 40 % |  | IN STOCK | Copper | Unarmoured | GREEN | Class 5 (Flexible) |  | FRLSH (300/200 Mtr) | 6 |  |  | Single Core | OEM |  | 6 SQMM X Single Core Unarmoured Copper CABLE | https://drive.google.com/file/d/1ct2s7xhO0KTIi6zOxSJyrXz08x02sSDz/view?usp=sharing
1366 | LDC | Industrial Cable (Multistrand) | Industrial Cable |  | 45 | Coil (90 Mtr) | Kei | 0 | 40 % |  | IN STOCK | Copper | Unarmoured | GREEN | Class 5 (Flexible) |  | FR | 10 |  |  | Single Core | OEM |  | 10 SQMM X Single Core Unarmoured Copper CABLE | https://drive.google.com/file/d/1ct2s7xhO0KTIi6zOxSJyrXz08x02sSDz/view?usp=sharing
1367 | LDC | Industrial Cable (Multistrand) | Industrial Cable |  | 45 | Coil (300/200 Mtr) | Kei | 0 | 40 % |  | IN STOCK | Copper | Unarmoured | GREEN | Class 5 (Flexible) |  | FR (300/200 Mtr) | 10 |  |  | Single Core | OEM |  | 10 SQMM X Single Core Unarmoured Copper CABLE | https://drive.google.com/file/d/1ct2s7xhO0KTIi6zOxSJyrXz08x02sSDz/view?usp=sharing
1368 | LDC | Industrial Cable (Multistrand) | Industrial Cable |  | 45 | Coil (300/200 Mtr) | Kei | 0 | 40 % |  | IN STOCK | Copper | Unarmoured | GREEN | Class 5 (Flexible) |  | FRLSH (300/200 Mtr) | 10 |  |  | Single Core | OEM |  | 10 SQMM X Single Core Unarmoured Copper CABLE | https://drive.google.com/file/d/1ct2s7xhO0KTIi6zOxSJyrXz08x02sSDz/view?usp=sharing
1369 | LDC | Industrial Cable (Multistrand) | Industrial Cable |  | 68 | Coil (300/200 Mtr) | Kei | 0 | 40 % |  | IN STOCK | Copper | Unarmoured | GREEN | Class 5 (Flexible) |  | FR (300/200 Mtr) | 16 |  |  | Single Core | OEM |  | 16 SQMM X Single Core Unarmoured Copper CABLE | https://drive.google.com/file/d/1ct2s7xhO0KTIi6zOxSJyrXz08x02sSDz/view?usp=sharing
1370 | LDC | Industrial Cable (Multistrand) | Industrial Cable |  | 68 | Coil (90 Mtr) | Kei | 0 | 40 % |  | IN STOCK | Copper | Unarmoured | GREEN | Class 5 (Flexible) |  | FR | 16 |  |  | Single Core | OEM |  | 16 SQMM X Single Core Unarmoured Copper CABLE | https://drive.google.com/file/d/1ct2s7xhO0KTIi6zOxSJyrXz08x02sSDz/view?usp=sharing
1371 | LDC | Industrial Cable (Multistrand) | Industrial Cable |  | 68 | Coil (300/200 Mtr) | Kei | 0 | 40 % |  | IN STOCK | Copper | Unarmoured | GREEN | Class 5 (Flexible) |  | FRLSH (300/200 Mtr) | 16 |  |  | Single Core | OEM |  | 16 SQMM X Single Core Unarmoured Copper CABLE | https://drive.google.com/file/d/1ct2s7xhO0KTIi6zOxSJyrXz08x02sSDz/view?usp=sharing
1372 | LDC | Jellyfilled Telephone Cable | Unarmoured (0.50mm) | 0.50mm |  | Per Meter | Kei | 100.8 | 40 % | 168 | IN STOCK | Copper | Unarmoured | BLACK | Class 2 (Stranded) | Jelly Filled |  |  |  |  | PAIR-5 | OEM |  | SQMM X PAIR-5 Unarmoured Copper CABLE | https://drive.google.com/file/d/15P0A3B40EkH6voTqqTaDshH5JnARo_gW/view?usp=sharing
1373 | LDC | Jellyfilled Telephone Cable | Armoured (0.50mm) | 0.50mm |  | Per Meter | Kei | 132 | 40 % | 220 | IN STOCK | Copper | Armoured | BLACK | Class 2 (Stranded) | Jelly Filled |  |  |  |  | PAIR-5 | OEM |  | SQMM X PAIR-5 Armoured Copper CABLE | https://drive.google.com/file/d/1ma61zXzi1py0QrKgoWYhs5XARWUqB-E8/view?usp=sharing
1374 | LDC | Jellyfilled Telephone Cable | Unarmoured (0.50mm) | 0.50mm |  | Per Meter | Kei | 156.6 | 40 % | 261 | IN STOCK | Copper | Unarmoured | BLACK | Class 2 (Stranded) | Jelly Filled |  |  |  |  | PAIR-10 | OEM |  | SQMM X PAIR-10 Unarmoured Copper CABLE | https://drive.google.com/file/d/15P0A3B40EkH6voTqqTaDshH5JnARo_gW/view?usp=sharing
1375 | LDC | Jellyfilled Telephone Cable | Armoured (0.50mm) | 0.50mm |  | Per Meter | Kei | 202.8 | 40 % | 338 | IN STOCK | Copper | Armoured | BLACK | Class 2 (Stranded) | Jelly Filled |  |  |  |  | PAIR-10 | OEM |  | SQMM X PAIR-10 Armoured Copper CABLE | https://drive.google.com/file/d/1ma61zXzi1py0QrKgoWYhs5XARWUqB-E8/view?usp=sharing
1376 | LDC | Jellyfilled Telephone Cable | Unarmoured (0.50mm) | 0.50mm |  | Per Meter | Kei | 0 | 40 % |  | IN STOCK | Copper | Unarmoured | BLACK | Class 2 (Stranded) | Jelly Filled |  |  |  |  | PAIR-20 | OEM |  | SQMM X PAIR-20 Unarmoured Copper CABLE | https://drive.google.com/file/d/15P0A3B40EkH6voTqqTaDshH5JnARo_gW/view?usp=sharing
1377 | LDC | Jellyfilled Telephone Cable | Armoured (0.50mm) | 0.50mm |  | Per Meter | Kei | 357.6 | 40 % | 596 | IN STOCK | Copper | Armoured | BLACK | Class 2 (Stranded) | Jelly Filled |  |  |  |  | PAIR-20 | OEM |  | SQMM X PAIR-20 Armoured Copper CABLE | https://drive.google.com/file/d/1ma61zXzi1py0QrKgoWYhs5XARWUqB-E8/view?usp=sharing
1378 | LDC | Jellyfilled Telephone Cable | Unarmoured (0.50mm) | 0.50mm |  | Per Meter | Kei | 0 | 40 % |  | IN STOCK | Copper | Unarmoured | BLACK | Class 2 (Stranded) | Jelly Filled |  |  |  |  | PAIR-50 | OEM |  | SQMM X PAIR-50 Unarmoured Copper CABLE | https://drive.google.com/file/d/15P0A3B40EkH6voTqqTaDshH5JnARo_gW/view?usp=sharing
1379 | LDC | Jellyfilled Telephone Cable | Armoured (0.50mm) | 0.50mm |  | Per Meter | Kei | 791.4 | 40 % | 1319 | IN STOCK | Copper | Armoured | BLACK | Class 2 (Stranded) | Jelly Filled |  |  |  |  | PAIR-50 | OEM |  | SQMM X PAIR-50 Armoured Copper CABLE | https://drive.google.com/file/d/1ma61zXzi1py0QrKgoWYhs5XARWUqB-E8/view?usp=sharing
1380 | LDC | Jellyfilled Telephone Cable | Unarmoured (0.50mm) | 0.50mm |  | Per Meter | Kei | 0 | 40 % |  | IN STOCK | Copper | Unarmoured | BLACK | Class 2 (Stranded) | Jelly Filled |  |  |  |  | PAIR-100 | OEM |  | SQMM X PAIR-100 Unarmoured Copper CABLE | https://drive.google.com/file/d/15P0A3B40EkH6voTqqTaDshH5JnARo_gW/view?usp=sharing
1381 | LDC | Jellyfilled Telephone Cable | Armoured (0.50mm) | 0.50mm |  | Per Meter | Kei | 1510.2 | 40 % | 2517 | IN STOCK | Copper | Armoured | BLACK | Class 2 (Stranded) | Jelly Filled |  |  |  |  | PAIR-100 | OEM |  | SQMM X PAIR-100 Armoured Copper CABLE | https://drive.google.com/file/d/1ma61zXzi1py0QrKgoWYhs5XARWUqB-E8/view?usp=sharing
1382 | LDC | Jellyfilled Telephone Cable | Unarmoured (0.50mm) | 0.50mm |  | Per Meter | Kei | 0 | 40 % |  | IN STOCK | Copper | Unarmoured | BLACK | Class 2 (Stranded) | Jelly Filled |  |  |  |  | PAIR-200 | OEM |  | SQMM X PAIR-200 Unarmoured Copper CABLE | https://drive.google.com/file/d/15P0A3B40EkH6voTqqTaDshH5JnARo_gW/view?usp=sharing
1383 | LDC | Jellyfilled Telephone Cable | Armoured (0.50mm) | 0.50mm |  | Per Meter | Kei | 2772 | 40 % | 4620 | IN STOCK | Copper | Armoured | BLACK | Class 2 (Stranded) | Jelly Filled |  |  |  |  | PAIR-200 | OEM |  | SQMM X PAIR-200 Armoured Copper CABLE | https://drive.google.com/file/d/1ma61zXzi1py0QrKgoWYhs5XARWUqB-E8/view?usp=sharing
1384 | LDC | LAN (Computer) Cable | CAT-5E - UTP Unarmoured |  |  | Coil (305 Mtr) | Kei | 0 | 40 % |  | IN STOCK | Copper | Unarmoured | BLACK |  |  |  |  | Unshielded |  | Twisted Pair | OEM |  | SQMM X Twisted Pair Unarmoured Copper CABLE | https://drive.google.com/file/d/1sIV2yGOw6VjjwqqgzjMsgk2aPBkEo7Ol/view?usp=drive_link
1385 | LDC | LAN (Computer) Cable | CAT-5E - UTP Armoured |  |  | Per Meter | Kei | 0 | 40 % |  | IN STOCK | Copper | Armoured | BLACK |  |  |  |  | Unshielded |  | Twisted Pair | OEM |  | SQMM X Twisted Pair Armoured Copper CABLE | https://drive.google.com/file/d/1htNHsDe8YtpujSoy_IL8AyZMGFdoabac/view?usp=drive_link
1386 | LDC | LAN (Computer) Cable | CAT-5E - FTP Unarmoured |  |  | Coil (305 Mtr) | Kei | 0 | 40 % |  | IN STOCK | Copper | Unarmoured | BLACK |  |  |  |  | Foiled Shielded |  | Twisted Pair | OEM |  | SQMM X Twisted Pair Unarmoured Copper CABLE | https://drive.google.com/file/d/1sIV2yGOw6VjjwqqgzjMsgk2aPBkEo7Ol/view?usp=drive_link
1387 | LDC | LAN (Computer) Cable | CAT-5E - FTP Armoured |  |  | Per Meter | Kei | 0 | 40 % |  | IN STOCK | Copper | Armoured | BLACK |  |  |  |  | Foiled Shielded |  | Twisted Pair | OEM |  | SQMM X Twisted Pair Armoured Copper CABLE | https://drive.google.com/file/d/1htNHsDe8YtpujSoy_IL8AyZMGFdoabac/view?usp=drive_link
1388 | LDC | LAN (Computer) Cable | CAT-6 - UTP Unarmoured |  |  | Coil (305 Mtr) | Kei | 11487 | 40 % | 19145 | IN STOCK | Copper | Unarmoured | BLUE |  |  |  |  | Unshielded |  | Twisted Pair | OEM |  | SQMM X Twisted Pair Unarmoured Copper CABLE | https://drive.google.com/file/d/1zH8AqJax3c0D4Klu_o-ZZSb-uugaeiay/view?usp=drive_link
1389 | LDC | LAN (Computer) Cable | CAT-6 - UTP Armoured |  |  | Per Meter | Kei | 75.6 | 40 % | 126 | IN STOCK | Copper | Armoured | BLACK |  |  |  |  | Unshielded |  | Twisted Pair | OEM |  | SQMM X Twisted Pair Armoured Copper CABLE | https://drive.google.com/file/d/17PLpD47bJz6Jd3-55z0nM8x8ddQPyWQK/view?usp=drive_link
1390 | LDC | LAN (Computer) Cable | CAT-6 - FTP Unarmoured |  |  | Coil (305 Mtr) | Kei | 14037 | 40 % | 23395 | IN STOCK | Copper | Unarmoured | BLUE |  |  |  |  | Foiled Shielded |  | Twisted Pair | OEM |  | SQMM X Twisted Pair Unarmoured Copper CABLE | https://drive.google.com/file/d/1zH8AqJax3c0D4Klu_o-ZZSb-uugaeiay/view?usp=drive_link
1391 | LDC | LAN (Computer) Cable | CAT-6 - FTP Armoured |  |  | Per Meter | Kei | 86.73 | 40 % | 144.55 | IN STOCK | Copper | Armoured | BLACK |  |  |  |  | Foiled Shielded |  | Twisted Pair | OEM |  | SQMM X Twisted Pair Armoured Copper CABLE | https://drive.google.com/file/d/17PLpD47bJz6Jd3-55z0nM8x8ddQPyWQK/view?usp=drive_link
1392 | LDC | LAN (Computer) Cable | CAT 6-A (GOLD) - UTP Unarmoured |  |  | Coil (305 Mtr) | Kei | 0 | 40 % |  | IN STOCK | Copper | Unarmoured | BLACK |  |  |  |  | Unshielded |  | Twisted Pair | OEM |  | SQMM X Twisted Pair Unarmoured Copper CABLE | https://drive.google.com/file/d/19zSmht5UgomEPd0k-Z4tfqtQDGEcfw5n/view?usp=drive_link
1393 | LDC | LAN (Computer) Cable | CAT 6-A (GOLD) - UTP Armoured |  |  | Per Meter | Kei | 0 | 40 % |  | IN STOCK | Copper | Armoured | BLACK |  |  |  |  | Unshielded |  | Twisted Pair | OEM |  | SQMM X Twisted Pair Armoured Copper CABLE | https://drive.google.com/file/d/1t0oDrT-ZRHdXFSok4EJDSt1Fp_Fv_2-8/view?usp=drive_link
1394 | LDC | LAN (Computer) Cable | CAT 6-A (GOLD) - FTP Unarmoured |  |  | Coil (305 Mtr) | Kei | 0 | 40 % |  | IN STOCK | Copper | Unarmoured | BLACK |  |  |  |  | Foiled Shielded |  | Twisted Pair | OEM |  | SQMM X Twisted Pair Unarmoured Copper CABLE | https://drive.google.com/file/d/19zSmht5UgomEPd0k-Z4tfqtQDGEcfw5n/view?usp=drive_link
1395 | LDC | LAN (Computer) Cable | CAT 6-A (GOLD) - FTP Armoured |  |  | Per Meter | Kei | 0 | 40 % |  | IN STOCK | Copper | Armoured | BLACK |  |  |  |  | Foiled Shielded |  | Twisted Pair | OEM |  | SQMM X Twisted Pair Armoured Copper CABLE | https://drive.google.com/file/d/1t0oDrT-ZRHdXFSok4EJDSt1Fp_Fv_2-8/view?usp=drive_link
1396 | LDC | LAN (Computer) Cable | CAT-6 - UTP Unarmoured |  |  | Coil (305 Mtr) | Kei | 0 | 40 % |  | IN STOCK | Copper | Unarmoured | GREY |  |  |  |  | Unshielded |  | Twisted Pair | OEM |  | SQMM X Twisted Pair Unarmoured Copper CABLE | https://drive.google.com/file/d/12VjbzaBh_dTCPYJl1n4c9rV1GpwfeXXy/view?usp=drive_link
1397 | LDC | LAN (Computer) Cable | CAT-6 - UTP Armoured |  |  | Per Meter | Kei | 0 | 40 % |  | IN STOCK | Copper | Armoured | BLACK |  |  |  |  | Unshielded |  | Twisted Pair | OEM |  | SQMM X Twisted Pair Armoured Copper CABLE | https://drive.google.com/file/d/1Ff-jUnz71KGZstVkKYkY4j6DvO9LDopR/view?usp=drive_link
1398 | LDC | LAN (Computer) Cable | CAT-6 - FTP Unarmoured |  |  | Coil (305 Mtr) | Kei | 0 | 40 % |  | IN STOCK | Copper | Unarmoured | GREY |  |  |  |  | Foiled Shielded |  | Twisted Pair | OEM |  | SQMM X Twisted Pair Unarmoured Copper CABLE | https://drive.google.com/file/d/12VjbzaBh_dTCPYJl1n4c9rV1GpwfeXXy/view?usp=drive_link
1399 | LDC | LAN (Computer) Cable | CAT-6 - FTP Armoured |  |  | Per Meter | Kei | 0 | 40 % |  | IN STOCK | Copper | Armoured | BLACK |  |  |  |  | Foiled Shielded |  | Twisted Pair | OEM |  | SQMM X Twisted Pair Armoured Copper CABLE | https://drive.google.com/file/d/1Ff-jUnz71KGZstVkKYkY4j6DvO9LDopR/view?usp=drive_link
1400 | LDC | LAN (Computer) Cable | CAT-6 - UTP Unarmoured |  |  | Coil (305 Mtr) | Kei | 0 | 40 % |  | IN STOCK | Copper | Unarmoured | GREEN |  |  |  |  | Unshielded |  | Twisted Pair | OEM |  | SQMM X Twisted Pair Unarmoured Copper CABLE | https://drive.google.com/file/d/1zdTmCuG5tJcxVGcKCqIGjhr7yuQN2qYU/view?usp=drive_link
1401 | LDC | LAN (Computer) Cable | CAT-6 - UTP Armoured |  |  | Per Meter | Kei | 0 | 40 % |  | IN STOCK | Copper | Armoured | BLACK |  |  |  |  | Unshielded |  | Twisted Pair | OEM |  | SQMM X Twisted Pair Armoured Copper CABLE | https://drive.google.com/file/d/1Ff-jUnz71KGZstVkKYkY4j6DvO9LDopR/view?usp=drive_link
1402 | LDC | LAN (Computer) Cable | CAT-6 - FTP Unarmoured |  |  | Coil (305 Mtr) | Kei | 0 | 40 % |  | IN STOCK | Copper | Unarmoured | GREEN |  |  |  |  | Foiled Shielded |  | Twisted Pair | OEM |  | SQMM X Twisted Pair Unarmoured Copper CABLE | https://drive.google.com/file/d/1zdTmCuG5tJcxVGcKCqIGjhr7yuQN2qYU/view?usp=drive_link
1403 | LDC | LAN (Computer) Cable | CAT-6 - FTP Armoured |  |  | Per Meter | Kei | 0 | 40 % |  | IN STOCK | Copper | Armoured | BLACK |  |  |  |  | Foiled Shielded |  | Twisted Pair | OEM |  | SQMM X Twisted Pair Armoured Copper CABLE | https://drive.google.com/file/d/1Ff-jUnz71KGZstVkKYkY4j6DvO9LDopR/view?usp=drive_link
1404 | LDC | LAN (Computer) Cable | CAT-6 - UTP Unarmoured |  |  | Coil (305 Mtr) | Kei | 0 | 40 % |  | IN STOCK | Copper | Unarmoured | YELLOW |  |  |  |  | Unshielded |  | Twisted Pair | OEM |  | SQMM X Twisted Pair Unarmoured Copper CABLE | https://drive.google.com/file/d/1zH8AqJax3c0D4Klu_o-ZZSb-uugaeiay/view?usp=drive_link
1405 | LDC | LAN (Computer) Cable | CAT-6 - UTP Armoured |  |  | Per Meter | Kei | 0 | 40 % |  | IN STOCK | Copper | Armoured | BLACK |  |  |  |  | Unshielded |  | Twisted Pair | OEM |  | SQMM X Twisted Pair Armoured Copper CABLE | https://drive.google.com/file/d/1Ff-jUnz71KGZstVkKYkY4j6DvO9LDopR/view?usp=drive_link
1406 | LDC | LAN (Computer) Cable | CAT-6 - FTP Unarmoured |  |  | Coil (305 Mtr) | Kei | 0 | 40 % |  | IN STOCK | Copper | Unarmoured | YELLOW |  |  |  |  | Foiled Shielded |  | Twisted Pair | OEM |  | SQMM X Twisted Pair Unarmoured Copper CABLE | https://drive.google.com/file/d/1zH8AqJax3c0D4Klu_o-ZZSb-uugaeiay/view?usp=drive_link
1407 | LDC | LAN (Computer) Cable | CAT-6 - FTP Armoured |  |  | Per Meter | Kei | 0 | 40 % |  | IN STOCK | Copper | Armoured | BLACK |  |  |  |  | Foiled Shielded |  | Twisted Pair | OEM |  | SQMM X Twisted Pair Armoured Copper CABLE | https://drive.google.com/file/d/1Ff-jUnz71KGZstVkKYkY4j6DvO9LDopR/view?usp=drive_link
1408 | LDC | Service Cable | Service |  |  | Per Meter | Kei | 63.84 | 40 % | 106.4 | IN STOCK | Copper |  | BLACK |  |  |  | 2.5 |  |  | 2 CORE | OEM |  | 2.5 SQMM X 2 CORE Copper CABLE | https://drive.google.com/file/d/1J4I7mNKUdBxLsu4GrRFjB8Cqv0-uu1l3/view?usp=sharing
1409 | LDC | Telephone & Switchboard Cable | Unarmoured (0.50mm) | 0.50mm | 100 - 500 mA | Per Meter | Kei | 9.84 | 40 % | 16.4 | IN STOCK | Copper | Unarmoured | GREY | Class 2 (Stranded) | PVC | PVC | 0.5 | - | 300 V | PAIR-1 | OEM | PVC | 0.5 SQMM X PAIR-1 Unarmoured Copper CABLE | https://drive.google.com/file/d/1YwB-zFtTiTMRXZ9inIxfiVbHuTZe6avB/view?usp=sharing
1410 | LDC | Telephone & Switchboard Cable | Unarmoured (0.40mm) | 0.40mm | 100 - 500 mA | Per Meter | Kei | 7.17 | 40 % | 11.95 | IN STOCK | Copper | Unarmoured | GREY | Class 2 (Stranded) | PVC | PVC | 0.4 | - | 300 V | PAIR-1 | OEM | PVC | 0.4 SQMM X PAIR-1 Unarmoured Copper CABLE | https://drive.google.com/file/d/1YwB-zFtTiTMRXZ9inIxfiVbHuTZe6avB/view?usp=sharing
1411 | LDC | Telephone & Switchboard Cable | Unarmoured (0.50mm) | 0.50mm | 100 - 500 mA | Per Meter | Kei | 18.66 | 40 % | 31.1 | IN STOCK | Copper | Unarmoured | GREY | Class 2 (Stranded) | PVC | PVC | 0.5 | - | 300 V | PAIR-2 | OEM | PVC | 0.5 SQMM X PAIR-2 Unarmoured Copper CABLE | https://drive.google.com/file/d/1Ryt9vn8EsuRDVO7ckc2-FSLTtG-CQ1zy/view?usp=sharing
1412 | LDC | Telephone & Switchboard Cable | Unarmoured (0.40mm) | 0.40mm | 100 - 500 mA | Per Meter | Kei | 12.18 | 40 % | 20.3 | IN STOCK | Copper | Unarmoured | GREY | Class 2 (Stranded) | PVC | PVC | 0.4 | - | 300 V | PAIR-2 | OEM | PVC | 0.4 SQMM X PAIR-2 Unarmoured Copper CABLE | https://drive.google.com/file/d/1Ryt9vn8EsuRDVO7ckc2-FSLTtG-CQ1zy/view?usp=sharing
1413 | LDC | Telephone & Switchboard Cable | Armoured (0.50mm) | 0.50mm | 100 - 500 mA | Per Meter | Kei | 101.4 | 40 % | 169 | IN STOCK | Copper | Armoured | GREY | Class 2 (Stranded) | PVC | PVC | 0.5 | - | 300 V | PAIR-2 | OEM | PVC | 0.5 SQMM X PAIR-2 Armoured Copper CABLE | https://drive.google.com/file/d/1LKFTfvsdlwE3UzLZaCQff4dOFi-deHBA/view?usp=sharing
1414 | LDC | Telephone & Switchboard Cable | Unarmoured (0.50mm) | 0.50mm | 100 - 500 mA | Per Meter | Kei | 26.58 | 40 % | 44.3 | IN STOCK | Copper | Unarmoured | GREY | Class 2 (Stranded) | PVC | PVC | 0.5 | - | 300 V | PAIR-3 | OEM | PVC | 0.5 SQMM X PAIR-3 Unarmoured Copper CABLE | https://drive.google.com/file/d/1hiPY8j4ghCm7CPamq1tejcTPmoaosJEx/view?usp=sharing
1415 | LDC | Telephone & Switchboard Cable | Unarmoured (0.40mm) | 0.40mm | 100 - 500 mA | Per Meter | Kei | 17.76 | 40 % | 29.6 | IN STOCK | Copper | Unarmoured | GREY | Class 2 (Stranded) | PVC | PVC | 0.4 | - | 300 V | PAIR-3 | OEM | PVC | 0.4 SQMM X PAIR-3 Unarmoured Copper CABLE | https://drive.google.com/file/d/1hiPY8j4ghCm7CPamq1tejcTPmoaosJEx/view?usp=sharing
1416 | LDC | Telephone & Switchboard Cable | Unarmoured (0.50mm) | 0.50mm | 100 - 500 mA | Per Meter | Kei | 35.25 | 40 % | 58.75 | IN STOCK | Copper | Unarmoured | GREY | Class 2 (Stranded) | PVC | PVC | 0.5 | - | 300 V | PAIR-4 | OEM | PVC | 0.5 SQMM X PAIR-4 Unarmoured Copper CABLE | https://drive.google.com/file/d/1NPFOGqTGeoI3FisiVZ_Alo97eqyiXjLs/view?usp=sharing
1417 | LDC | Telephone & Switchboard Cable | Unarmoured (0.40mm) | 0.40mm | 100 - 500 mA | Per Meter | Kei | 23.82 | 40 % | 39.7 | IN STOCK | Copper | Unarmoured | GREY | Class 2 (Stranded) | PVC | PVC | 0.4 | - | 300 V | PAIR-4 | OEM | PVC | 0.4 SQMM X PAIR-4 Unarmoured Copper CABLE | https://drive.google.com/file/d/1NPFOGqTGeoI3FisiVZ_Alo97eqyiXjLs/view?usp=sharing
1418 | LDC | Telephone & Switchboard Cable | Unarmoured (0.50mm) | 0.50mm | 100 - 500 mA | Per Meter | Kei | 44.1 | 40 % | 73.5 | IN STOCK | Copper | Unarmoured | GREY | Class 2 (Stranded) | PVC | PVC | 0.5 | - | 300 V | PAIR-5 | OEM | PVC | 0.5 SQMM X PAIR-5 Unarmoured Copper CABLE | https://drive.google.com/file/d/1-hC9bT0g_RFLlBMAYwZba1l2fZVgd57r/view?usp=sharing
1419 | LDC | Telephone & Switchboard Cable | Unarmoured (0.40mm) | 0.40mm | 100 - 500 mA | Per Meter | Kei | 31.05 | 40 % | 51.75 | IN STOCK | Copper | Unarmoured | GREY | Class 2 (Stranded) | PVC | PVC | 0.4 | - | 300 V | PAIR-5 | OEM | PVC | 0.4 SQMM X PAIR-5 Unarmoured Copper CABLE | https://drive.google.com/file/d/1-hC9bT0g_RFLlBMAYwZba1l2fZVgd57r/view?usp=sharing
1420 | LDC | Telephone & Switchboard Cable | Armoured (0.50mm) | 0.50mm | 100 - 500 mA | Per Meter | Kei | 115.2 | 40 % | 192 | IN STOCK | Copper | Armoured | GREY | Class 2 (Stranded) | PVC | PVC | 0.5 | - | 300 V | PAIR-5 | OEM | PVC | 0.5 SQMM X PAIR-5 Armoured Copper CABLE | https://drive.google.com/file/d/10h7GYpdksCH55gljFCmcdpxL-aCLq3-7/view?usp=sharing
1421 | LDC | Telephone & Switchboard Cable | Unarmoured (0.50mm) | 0.50mm | 100 - 500 mA | Per Meter | Kei | 88.17 | 40 % | 146.95 | IN STOCK | Copper | Unarmoured | GREY | Class 2 (Stranded) | PVC | PVC | 0.5 | - | 300 V | PAIR-10 | OEM | PVC | 0.5 SQMM X PAIR-10 Unarmoured Copper CABLE | https://drive.google.com/file/d/18XDl-3GoeJVRUf4YWNeUCVAmw4tW7fJx/view?usp=sharing
1422 | LDC | Telephone & Switchboard Cable | Armoured (0.50mm) | 0.50mm | 100 - 500 mA | Per Meter | Kei | 220.8 | 40 % | 368 | IN STOCK | Copper | Armoured | GREY | Class 2 (Stranded) | PVC | PVC | 0.5 | - | 300 V | PAIR-10 | OEM | PVC | 0.5 SQMM X PAIR-10 Armoured Copper CABLE | https://drive.google.com/file/d/10h7GYpdksCH55gljFCmcdpxL-aCLq3-7/view?usp=sharing
1423 | LDC | Telephone & Switchboard Cable | Unarmoured (0.50mm) | 0.50mm | 100 - 500 mA | Per Meter | Kei | 172.59 | 40 % | 287.65 | IN STOCK | Copper | Unarmoured | GREY | Class 2 (Stranded) | PVC | PVC | 0.5 | - | 300 V | PAIR-20 | OEM | PVC | 0.5 SQMM X PAIR-20 Unarmoured Copper CABLE | https://drive.google.com/file/d/1KxtPkrl4j1z6SJpc1-8Betb9MfKKrYZQ/view?usp=sharing
1424 | LDC | Telephone & Switchboard Cable | Armoured (0.50mm) | 0.50mm | 100 - 500 mA | Per Meter | Kei | 342 | 40 % | 570 | IN STOCK | Copper | Armoured | GREY | Class 2 (Stranded) | PVC | PVC | 0.5 | - | 300 V | PAIR-20 | OEM | PVC | 0.5 SQMM X PAIR-20 Armoured Copper CABLE | https://drive.google.com/file/d/1ZyR1ZN653vLISvamqPk5cCzxcQiDFF9J/view?usp=sharing
1425 | LDC | Telephone & Switchboard Cable | Unarmoured (0.50mm) | 0.50mm | 100 - 500 mA | Per Meter | Kei | 453.21 | 40 % | 755.35 | IN STOCK | Copper | Unarmoured | GREY | Class 2 (Stranded) | PVC | PVC | 0.5 | - | 300 V | PAIR-50 | OEM | PVC | 0.5 SQMM X PAIR-50 Unarmoured Copper CABLE | https://drive.google.com/file/d/1EcGHu0lD5ileGoiM_WYEijsnt2iIqOyy/view?usp=sharing
1426 | LDC | Telephone & Switchboard Cable | Unarmoured (0.50mm) | 0.50mm | 100 - 500 mA | Per Meter | Kei | 906.42 | 40 % | 1510.7 | IN STOCK | Copper | Unarmoured | GREY | Class 2 (Stranded) | PVC | PVC | 0.5 | - | 300 V | PAIR-100 | OEM | PVC | 0.5 SQMM X PAIR-100 Unarmoured Copper CABLE | https://drive.google.com/file/d/1kTXJoTAH5UpdkAHEYFmOYVhNVageksod/view?usp=sharing
1427 | LDC | Welding Cable | WEILDING CABLE | 120 |  | Per Meter | Kei | 451.2 | 40 % | 752 | IN STOCK | Copper | Unarmoured | ORANGE | Class 5 (Flexible) |  |  | 16 |  |  | Single Core (Flexible) | OEM |  | 16 SQMM X Single Core (Flexible) Unarmoured Copper CABLE | https://drive.google.com/file/d/1pkK6rfedqoUeeEWF9ldnkrzA1yXh2vsj/view?usp=sharing
1428 | LDC | Welding Cable | WEILDING CABLE | 160 |  | Per Meter | Kei | 690.6 | 40 % | 1151 | IN STOCK | Copper | Unarmoured | ORANGE | Class 5 (Flexible) |  |  | 25 |  |  | Single Core (Flexible) | OEM |  | 25 SQMM X Single Core (Flexible) Unarmoured Copper CABLE | https://drive.google.com/file/d/1pkK6rfedqoUeeEWF9ldnkrzA1yXh2vsj/view?usp=sharing
1429 | LDC | Welding Cable | WEILDING CABLE | 230 |  | Per Meter | Kei | 969.6 | 40 % | 1616 | IN STOCK | Copper | Unarmoured | ORANGE | Class 5 (Flexible) |  |  | 35 |  |  | Single Core (Flexible) | OEM |  | 35 SQMM X Single Core (Flexible) Unarmoured Copper CABLE | https://drive.google.com/file/d/1pkK6rfedqoUeeEWF9ldnkrzA1yXh2vsj/view?usp=sharing
1430 | LDC | Welding Cable | WEILDING CABLE | 400 |  | Per Meter | Kei | 1371 | 40 % | 2285 | IN STOCK | Copper | Unarmoured | ORANGE | Class 5 (Flexible) |  |  | 50 |  |  | Single Core (Flexible) | OEM |  | 50 SQMM X Single Core (Flexible) Unarmoured Copper CABLE | https://drive.google.com/file/d/1pkK6rfedqoUeeEWF9ldnkrzA1yXh2vsj/view?usp=sharing
1431 | LDC | Welding Cable | WEILDING CABLE | 600 |  | Per Meter | Kei | 1935.6 | 40 % | 3226 | IN STOCK | Copper | Unarmoured | ORANGE | Class 5 (Flexible) |  |  | 70 |  |  | Single Core (Flexible) | OEM |  | 70 SQMM X Single Core (Flexible) Unarmoured Copper CABLE | https://drive.google.com/file/d/1pkK6rfedqoUeeEWF9ldnkrzA1yXh2vsj/view?usp=sharing
1432 | LDC | Welding Cable | WEILDING CABLE | 700 |  | Per Meter | Kei | 2553.6 | 40 % | 4256 | IN STOCK | Copper | Unarmoured | ORANGE | Class 5 (Flexible) |  |  | 95 |  |  | Single Core (Flexible) | OEM |  | 95 SQMM X Single Core (Flexible) Unarmoured Copper CABLE | https://drive.google.com/file/d/1pkK6rfedqoUeeEWF9ldnkrzA1yXh2vsj/view?usp=sharing
1433 | LDC | Welding Cable | WEILDING CABLE | 1110 |  | Per Meter | Kei | 3271.2 | 40 % | 5452 | IN STOCK | Copper | Unarmoured | ORANGE | Class 5 (Flexible) |  |  | 120 |  |  | Single Core (Flexible) | OEM |  | 120 SQMM X Single Core (Flexible) Unarmoured Copper CABLE | https://drive.google.com/file/d/1pkK6rfedqoUeeEWF9ldnkrzA1yXh2vsj/view?usp=sharing
1434 | LDC | Building Management System (BMS) Cable | BMS CABLE | 16/.2 |  | Per Meter (100/300 Mtr Coil, 2000 Mtr Drum) | Kei | 59.61 | 40 % | 99.35 | IN STOCK | Copper | - | BLUE | Class 2 (Stranded) | PVC | PVC | 0.5 | ALUMINUM MYLAR TAPE WITH DRAIN WIRE | 300/500 VOLTS | 2 CORE | OEM | FRLSH | 0.5 SQMM X 2 CORE - Copper CABLE | https://drive.google.com/file/d/13k3qVNERMxSQgsWdb8Rcsgzvw-e7sVG0/view?usp=drive_link
1435 | LDC | Building Management System (BMS) Cable | BMS CABLE | 24/.2 |  | Per Meter (100/300 Mtr Coil, 2000 Mtr Drum) | Kei | 76.8 | 40 % | 128 | IN STOCK | Copper | - | BLUE | Class 2 (Stranded) | PVC | PVC | 0.75 | ALUMINUM MYLAR TAPE WITH DRAIN WIRE | 300/500 VOLTS | 2 CORE | OEM | FRLSH | 0.75 SQMM X 2 CORE - Copper CABLE | https://drive.google.com/file/d/13k3qVNERMxSQgsWdb8Rcsgzvw-e7sVG0/view?usp=drive_link
1436 | LDC | Building Management System (BMS) Cable | BMS CABLE | 32/.2 |  | Per Meter (100/300 Mtr Coil, 2000 Mtr Drum) | Kei | 92.25 | 40 % | 153.75 | IN STOCK | Copper | - | BLUE | Class 2 (Stranded) | PVC | PVC | 1.0 | ALUMINUM MYLAR TAPE WITH DRAIN WIRE | 300/500 VOLTS | 2 CORE | OEM | FRLSH | 1.0 SQMM X 2 CORE - Copper CABLE | https://drive.google.com/file/d/13k3qVNERMxSQgsWdb8Rcsgzvw-e7sVG0/view?usp=drive_link
1437 | LDC | Building Management System (BMS) Cable | BMS CABLE | 30/.25 |  | Per Meter (100/300 Mtr Coil, 2000 Mtr Drum) | Kei | 121.2 | 40 % | 202 | IN STOCK | Copper | - | BLUE | Class 2 (Stranded) | PVC | PVC | 1.5 | ALUMINUM MYLAR TAPE WITH DRAIN WIRE | 300/500 VOLTS | 2 CORE | OEM | FRLSH | 1.5 SQMM X 2 CORE - Copper CABLE | https://drive.google.com/file/d/13k3qVNERMxSQgsWdb8Rcsgzvw-e7sVG0/view?usp=drive_link
1438 | LDC | Building Management System (BMS) Cable | BMS CABLE | 50/.25 |  | Per Meter (100/300 Mtr Coil, 2000 Mtr Drum) | Kei | 191.55 | 40 % | 319.25 | IN STOCK | Copper | - | BLUE | Class 2 (Stranded) | PVC | PVC | 2.5 | ALUMINUM MYLAR TAPE WITH DRAIN WIRE | 300/500 VOLTS | 2 CORE | OEM | FRLSH | 2.5 SQMM X 2 CORE - Copper CABLE | https://drive.google.com/file/d/13k3qVNERMxSQgsWdb8Rcsgzvw-e7sVG0/view?usp=drive_link
1439 | LDC | Building Management System (BMS) Cable | BMS CABLE | 16/.2 |  | Per Meter (100/300 Mtr Coil, 2000 Mtr Drum) | Kei | 74.88 | 40 % | 124.8 | IN STOCK | Copper | - | BLUE | Class 2 (Stranded) | PVC | PVC | 0.5 | ALUMINUM MYLAR TAPE WITH DRAIN WIRE | 300/500 VOLTS | 3 CORE | OEM | FRLSH | 0.5 SQMM X 3 CORE - Copper CABLE | https://drive.google.com/file/d/16J7rB380Th1qoxdIfHb1HZfiE8mv_IFj/view?usp=sharing
1440 | LDC | Building Management System (BMS) Cable | BMS CABLE | 24/.2 |  | Per Meter (100/300 Mtr Coil, 2000 Mtr Drum) | Kei | 99.9 | 40 % | 166.5 | IN STOCK | Copper | - | BLUE | Class 2 (Stranded) | PVC | PVC | 0.75 | ALUMINUM MYLAR TAPE WITH DRAIN WIRE | 300/500 VOLTS | 3 CORE | OEM | FRLSH | 0.75 SQMM X 3 CORE - Copper CABLE | https://drive.google.com/file/d/16J7rB380Th1qoxdIfHb1HZfiE8mv_IFj/view?usp=sharing
1441 | LDC | Building Management System (BMS) Cable | BMS CABLE | 32/.2 |  | Per Meter (100/300 Mtr Coil, 2000 Mtr Drum) | Kei | 124.8 | 40 % | 208 | IN STOCK | Copper | - | BLUE | Class 2 (Stranded) | PVC | PVC | 1.0 | ALUMINUM MYLAR TAPE WITH DRAIN WIRE | 300/500 VOLTS | 3 CORE | OEM | FRLSH | 1.0 SQMM X 3 CORE - Copper CABLE | https://drive.google.com/file/d/16J7rB380Th1qoxdIfHb1HZfiE8mv_IFj/view?usp=sharing
1442 | LDC | Building Management System (BMS) Cable | BMS CABLE | 30/.25 |  | Per Meter (100/300 Mtr Coil, 2000 Mtr Drum) | Kei | 167.4 | 40 % | 279 | IN STOCK | Copper | - | BLUE | Class 2 (Stranded) | PVC | PVC | 1.5 | ALUMINUM MYLAR TAPE WITH DRAIN WIRE | 300/500 VOLTS | 3 CORE | OEM | FRLSH | 1.5 SQMM X 3 CORE - Copper CABLE | https://drive.google.com/file/d/16J7rB380Th1qoxdIfHb1HZfiE8mv_IFj/view?usp=sharing
1443 | LDC | Building Management System (BMS) Cable | BMS CABLE | 50/.25 |  | Per Meter (100/300 Mtr Coil, 2000 Mtr Drum) | Kei | 267 | 40 % | 445 | IN STOCK | Copper | - | BLUE | Class 2 (Stranded) | PVC | PVC | 2.5 | ALUMINUM MYLAR TAPE WITH DRAIN WIRE | 300/500 VOLTS | 3 CORE | OEM | FRLSH | 2.5 SQMM X 3 CORE - Copper CABLE | https://drive.google.com/file/d/16J7rB380Th1qoxdIfHb1HZfiE8mv_IFj/view?usp=sharing
1444 | LDC | Building Management System (BMS) Cable | BMS CABLE | 16/.2 |  | Per Meter (100/300 Mtr Coil, 2000 Mtr Drum) | Kei | 92.25 | 40 % | 153.75 | IN STOCK | Copper | - | BLUE | Class 2 (Stranded) | PVC | PVC | 0.5 | ALUMINUM MYLAR TAPE WITH DRAIN WIRE | 300/500 VOLTS | 4 CORE | OEM | FRLSH | 0.5 SQMM X 4 CORE - Copper CABLE | https://drive.google.com/file/d/1ub5yZFPjL2_2cGv0cC2zJTFY8rBtIJdL/view?usp=sharing
1445 | LDC | Building Management System (BMS) Cable | BMS CABLE | 24/.2 |  | Per Meter (100/300 Mtr Coil, 2000 Mtr Drum) | Kei | 123 | 40 % | 205 | IN STOCK | Copper | - | BLUE | Class 2 (Stranded) | PVC | PVC | 0.75 | ALUMINUM MYLAR TAPE WITH DRAIN WIRE | 300/500 VOLTS | 4 CORE | OEM | FRLSH | 0.75 SQMM X 4 CORE - Copper CABLE | https://drive.google.com/file/d/1ub5yZFPjL2_2cGv0cC2zJTFY8rBtIJdL/view?usp=sharing
1446 | LDC | Building Management System (BMS) Cable | BMS CABLE | 32/.2 |  | Per Meter (100/300 Mtr Coil, 2000 Mtr Drum) | Kei | 157.41 | 40 % | 262.35 | IN STOCK | Copper | - | BLUE | Class 2 (Stranded) | PVC | PVC | 1.0 | ALUMINUM MYLAR TAPE WITH DRAIN WIRE | 300/500 VOLTS | 4 CORE | OEM | FRLSH | 1.0 SQMM X 4 CORE - Copper CABLE | https://drive.google.com/file/d/1ub5yZFPjL2_2cGv0cC2zJTFY8rBtIJdL/view?usp=sharing
1447 | LDC | Building Management System (BMS) Cable | BMS CABLE | 30/.25 |  | Per Meter (100/300 Mtr Coil, 2000 Mtr Drum) | Kei | 217.2 | 40 % | 362 | IN STOCK | Copper | - | BLUE | Class 2 (Stranded) | PVC | PVC | 1.5 | ALUMINUM MYLAR TAPE WITH DRAIN WIRE | 300/500 VOLTS | 4 CORE | OEM | FRLSH | 1.5 SQMM X 4 CORE - Copper CABLE | https://drive.google.com/file/d/1ub5yZFPjL2_2cGv0cC2zJTFY8rBtIJdL/view?usp=sharing
1448 | LDC | Building Management System (BMS) Cable | BMS CABLE | 50/.25 |  | Per Meter (100/300 Mtr Coil, 2000 Mtr Drum) | Kei | 345 | 40 % | 575 | IN STOCK | Copper | - | BLUE | Class 2 (Stranded) | PVC | PVC | 2.5 | ALUMINUM MYLAR TAPE WITH DRAIN WIRE | 300/500 VOLTS | 4 CORE | OEM | FRLSH | 2.5 SQMM X 4 CORE - Copper CABLE | https://drive.google.com/file/d/1ub5yZFPjL2_2cGv0cC2zJTFY8rBtIJdL/view?usp=sharing
1449 | LDC | Building Management System (BMS) Cable | BMS CABLE | 16/.2 |  | Per Meter (100/300 Mtr Coil, 2000 Mtr Drum) | Kei | 111.45 | 40 % | 185.75 | IN STOCK | Copper | - | BLUE | Class 2 (Stranded) | PVC | PVC | 0.5 | ALUMINUM MYLAR TAPE WITH DRAIN WIRE | 300/500 VOLTS | 5 CORE | OEM | FRLSH | 0.5 SQMM X 5 CORE - Copper CABLE | https://drive.google.com/file/d/1akx6OsLRlT9NRWvkh2wZV5Ks1_hqJpK1/view?usp=sharing
1450 | LDC | Building Management System (BMS) Cable | BMS CABLE | 24/.2 |  | Per Meter (100/300 Mtr Coil, 2000 Mtr Drum) | Kei | 153.6 | 40 % | 256 | IN STOCK | Copper | - | BLUE | Class 2 (Stranded) | PVC | PVC | 0.75 | ALUMINUM MYLAR TAPE WITH DRAIN WIRE | 300/500 VOLTS | 5 CORE | OEM | FRLSH | 0.75 SQMM X 5 CORE - Copper CABLE | https://drive.google.com/file/d/1akx6OsLRlT9NRWvkh2wZV5Ks1_hqJpK1/view?usp=sharing
1451 | LDC | Building Management System (BMS) Cable | BMS CABLE | 32/.2 |  | Per Meter (100/300 Mtr Coil, 2000 Mtr Drum) | Kei | 195.6 | 40 % | 326 | IN STOCK | Copper | - | BLUE | Class 2 (Stranded) | PVC | PVC | 1.0 | ALUMINUM MYLAR TAPE WITH DRAIN WIRE | 300/500 VOLTS | 5 CORE | OEM | FRLSH | 1.0 SQMM X 5 CORE - Copper CABLE | https://drive.google.com/file/d/1akx6OsLRlT9NRWvkh2wZV5Ks1_hqJpK1/view?usp=sharing
1452 | LDC | Building Management System (BMS) Cable | BMS CABLE | 30/.25 |  | Per Meter (100/300 Mtr Coil, 2000 Mtr Drum) | Kei | 262.8 | 40 % | 438 | IN STOCK | Copper | - | BLUE | Class 2 (Stranded) | PVC | PVC | 1.5 | ALUMINUM MYLAR TAPE WITH DRAIN WIRE | 300/500 VOLTS | 5 CORE | OEM | FRLSH | 1.5 SQMM X 5 CORE - Copper CABLE | https://drive.google.com/file/d/1akx6OsLRlT9NRWvkh2wZV5Ks1_hqJpK1/view?usp=sharing
1453 | LDC | Building Management System (BMS) Cable | BMS CABLE | 50/.25 |  | Per Meter (100/300 Mtr Coil, 2000 Mtr Drum) | Kei | 429.6 | 40 % | 716 | IN STOCK | Copper | - | BLUE | Class 2 (Stranded) | PVC | PVC | 2.5 | ALUMINUM MYLAR TAPE WITH DRAIN WIRE | 300/500 VOLTS | 5 CORE | OEM | FRLSH | 2.5 SQMM X 5 CORE - Copper CABLE | https://drive.google.com/file/d/1akx6OsLRlT9NRWvkh2wZV5Ks1_hqJpK1/view?usp=sharing
1454 | LDC | Building Management System (BMS) Cable | BMS CABLE | 16/.2 |  | Per Meter (100/300 Mtr Coil, 2000 Mtr Drum) | Kei | 128.4 | 40 % | 214 | IN STOCK | Copper | - | BLUE | Class 2 (Stranded) | PVC | PVC | 0.5 | ALUMINUM MYLAR TAPE WITH DRAIN WIRE | 300/500 VOLTS | 6 CORE | OEM | FRLSH | 0.5 SQMM X 6 CORE - Copper CABLE | https://drive.google.com/file/d/1DmuhG0_ZqBpZbF2shZnNHbp4C0JIUAz3/view?usp=sharing
1455 | LDC | Building Management System (BMS) Cable | BMS CABLE | 24/.2 |  | Per Meter (100/300 Mtr Coil, 2000 Mtr Drum) | Kei | 176.4 | 40 % | 294 | IN STOCK | Copper | - | BLUE | Class 2 (Stranded) | PVC | PVC | 0.75 | ALUMINUM MYLAR TAPE WITH DRAIN WIRE | 300/500 VOLTS | 6 CORE | OEM | FRLSH | 0.75 SQMM X 6 CORE - Copper CABLE | https://drive.google.com/file/d/1DmuhG0_ZqBpZbF2shZnNHbp4C0JIUAz3/view?usp=sharing
1456 | LDC | Building Management System (BMS) Cable | BMS CABLE | 32/.2 |  | Per Meter (100/300 Mtr Coil, 2000 Mtr Drum) | Kei | 226.8 | 40 % | 378 | IN STOCK | Copper | - | BLUE | Class 2 (Stranded) | PVC | PVC | 1.0 | ALUMINUM MYLAR TAPE WITH DRAIN WIRE | 300/500 VOLTS | 6 CORE | OEM | FRLSH | 1.0 SQMM X 6 CORE - Copper CABLE | https://drive.google.com/file/d/1DmuhG0_ZqBpZbF2shZnNHbp4C0JIUAz3/view?usp=sharing
1457 | LDC | Building Management System (BMS) Cable | BMS CABLE | 30/.25 |  | Per Meter (100/300 Mtr Coil, 2000 Mtr Drum) | Kei | 311.4 | 40 % | 519 | IN STOCK | Copper | - | BLUE | Class 2 (Stranded) | PVC | PVC | 1.5 | ALUMINUM MYLAR TAPE WITH DRAIN WIRE | 300/500 VOLTS | 6 CORE | OEM | FRLSH | 1.5 SQMM X 6 CORE - Copper CABLE | https://drive.google.com/file/d/1DmuhG0_ZqBpZbF2shZnNHbp4C0JIUAz3/view?usp=sharing
1458 | LDC | Building Management System (BMS) Cable | BMS CABLE | 50/.25 |  | Per Meter (100/300 Mtr Coil, 2000 Mtr Drum) | Kei | 505.2 | 40 % | 842 | IN STOCK | Copper | - | BLUE | Class 2 (Stranded) | PVC | PVC | 2.5 | ALUMINUM MYLAR TAPE WITH DRAIN WIRE | 300/500 VOLTS | 6 CORE | OEM | FRLSH | 2.5 SQMM X 6 CORE - Copper CABLE | https://drive.google.com/file/d/1DmuhG0_ZqBpZbF2shZnNHbp4C0JIUAz3/view?usp=sharing
1459 | LDC | Building Management System (BMS) Cable | BMS CABLE | 16/.2 |  | Per Meter (100/300 Mtr Coil, 2000 Mtr Drum) | Kei | 141.6 | 40 % | 236 | IN STOCK | Copper | - | BLUE | Class 2 (Stranded) | PVC | PVC | 0.5 | ALUMINUM MYLAR TAPE WITH DRAIN WIRE | 300/500 VOLTS | 7 CORE | OEM | FRLSH | 0.5 SQMM X 7 CORE - Copper CABLE | https://drive.google.com/file/d/1ED3fgkv02Ia28S8hIx8ZqNuTKyY7t1Lv/view?usp=sharing
1460 | LDC | Building Management System (BMS) Cable | BMS CABLE | 24/.2 |  | Per Meter (100/300 Mtr Coil, 2000 Mtr Drum) | Kei | 201.6 | 40 % | 336 | IN STOCK | Copper | - | BLUE | Class 2 (Stranded) | PVC | PVC | 0.75 | ALUMINUM MYLAR TAPE WITH DRAIN WIRE | 300/500 VOLTS | 7 CORE | OEM | FRLSH | 0.75 SQMM X 7 CORE - Copper CABLE | https://drive.google.com/file/d/1ED3fgkv02Ia28S8hIx8ZqNuTKyY7t1Lv/view?usp=sharing
1461 | LDC | Building Management System (BMS) Cable | BMS CABLE | 32/.2 |  | Per Meter (100/300 Mtr Coil, 2000 Mtr Drum) | Kei | 256.8 | 40 % | 428 | IN STOCK | Copper | - | BLUE | Class 2 (Stranded) | PVC | PVC | 1.0 | ALUMINUM MYLAR TAPE WITH DRAIN WIRE | 300/500 VOLTS | 7 CORE | OEM | FRLSH | 1.0 SQMM X 7 CORE - Copper CABLE | https://drive.google.com/file/d/1ED3fgkv02Ia28S8hIx8ZqNuTKyY7t1Lv/view?usp=sharing
1462 | LDC | Building Management System (BMS) Cable | BMS CABLE | 30/.25 |  | Per Meter (100/300 Mtr Coil, 2000 Mtr Drum) | Kei | 354 | 40 % | 590 | IN STOCK | Copper | - | BLUE | Class 2 (Stranded) | PVC | PVC | 1.5 | ALUMINUM MYLAR TAPE WITH DRAIN WIRE | 300/500 VOLTS | 7 CORE | OEM | FRLSH | 1.5 SQMM X 7 CORE - Copper CABLE | https://drive.google.com/file/d/1ED3fgkv02Ia28S8hIx8ZqNuTKyY7t1Lv/view?usp=sharing
1463 | LDC | Building Management System (BMS) Cable | BMS CABLE | 50/.25 |  | Per Meter (100/300 Mtr Coil, 2000 Mtr Drum) | Kei | 603 | 40 % | 1005 | IN STOCK | Copper | - | BLUE | Class 2 (Stranded) | PVC | PVC | 2.5 | ALUMINUM MYLAR TAPE WITH DRAIN WIRE | 300/500 VOLTS | 7 CORE | OEM | FRLSH | 2.5 SQMM X 7 CORE - Copper CABLE | https://drive.google.com/file/d/1ED3fgkv02Ia28S8hIx8ZqNuTKyY7t1Lv/view?usp=sharing
1464 | LDC | Building Management System (BMS) Cable | BMS CABLE | 16/.2 |  | Per Meter (100/300 Mtr Coil, 2000 Mtr Drum) | Kei | 165.6 | 40 % | 276 | IN STOCK | Copper | - | BLUE | Class 2 (Stranded) | PVC | PVC | 0.5 | ALUMINUM MYLAR TAPE WITH DRAIN WIRE | 300/500 VOLTS | 8 CORE | OEM | FRLSH | 0.5 SQMM X 8 CORE - Copper CABLE | https://drive.google.com/file/d/1_5dWiDBuRaNyoUpGoW6KxAE3lE2cTKuU/view?usp=sharing
1465 | LDC | Building Management System (BMS) Cable | BMS CABLE | 24/.2 |  | Per Meter (100/300 Mtr Coil, 2000 Mtr Drum) | Kei | 228.6 | 40 % | 381 | IN STOCK | Copper | - | BLUE | Class 2 (Stranded) | PVC | PVC | 0.75 | ALUMINUM MYLAR TAPE WITH DRAIN WIRE | 300/500 VOLTS | 8 CORE | OEM | FRLSH | 0.75 SQMM X 8 CORE - Copper CABLE | https://drive.google.com/file/d/1_5dWiDBuRaNyoUpGoW6KxAE3lE2cTKuU/view?usp=sharing
1466 | LDC | Building Management System (BMS) Cable | BMS CABLE | 32/.2 |  | Per Meter (100/300 Mtr Coil, 2000 Mtr Drum) | Kei | 292.2 | 40 % | 487 | IN STOCK | Copper | - | BLUE | Class 2 (Stranded) | PVC | PVC | 1.0 | ALUMINUM MYLAR TAPE WITH DRAIN WIRE | 300/500 VOLTS | 8 CORE | OEM | FRLSH | 1.0 SQMM X 8 CORE - Copper CABLE | https://drive.google.com/file/d/1_5dWiDBuRaNyoUpGoW6KxAE3lE2cTKuU/view?usp=sharing
1467 | LDC | Building Management System (BMS) Cable | BMS CABLE | 30/.25 |  | Per Meter (100/300 Mtr Coil, 2000 Mtr Drum) | Kei | 412.2 | 40 % | 687 | IN STOCK | Copper | - | BLUE | Class 2 (Stranded) | PVC | PVC | 1.5 | ALUMINUM MYLAR TAPE WITH DRAIN WIRE | 300/500 VOLTS | 8 CORE | OEM | FRLSH | 1.5 SQMM X 8 CORE - Copper CABLE | https://drive.google.com/file/d/1_5dWiDBuRaNyoUpGoW6KxAE3lE2cTKuU/view?usp=sharing
1468 | LDC | Building Management System (BMS) Cable | BMS CABLE | 50/.25 |  | Per Meter (100/300 Mtr Coil, 2000 Mtr Drum) | Kei | 675.6 | 40 % | 1126 | IN STOCK | Copper | - | BLUE | Class 2 (Stranded) | PVC | PVC | 2.5 | ALUMINUM MYLAR TAPE WITH DRAIN WIRE | 300/500 VOLTS | 8 CORE | OEM | FRLSH | 2.5 SQMM X 8 CORE - Copper CABLE | https://drive.google.com/file/d/1_5dWiDBuRaNyoUpGoW6KxAE3lE2cTKuU/view?usp=sharing
1469 | LDC | Building Management System (BMS) Cable | BMS CABLE | 16/.2 |  | Per Meter (100/300 Mtr Coil, 2000 Mtr Drum) | Kei | 199.2 | 40 % | 332 | IN STOCK | Copper | - | BLUE | Class 2 (Stranded) | PVC | PVC | 0.5 | ALUMINUM MYLAR TAPE WITH DRAIN WIRE | 300/500 VOLTS | 10 CORE | OEM | FRLSH | 0.5 SQMM X 10 CORE - Copper CABLE | https://drive.google.com/file/d/1-EKRY2DtAt5gRbaSiwRnjgj1ZqgVueDb/view?usp=sharing
1470 | LDC | Building Management System (BMS) Cable | BMS CABLE | 24/.2 |  | Per Meter (100/300 Mtr Coil, 2000 Mtr Drum) | Kei | 276 | 40 % | 460 | IN STOCK | Copper | - | BLUE | Class 2 (Stranded) | PVC | PVC | 0.75 | ALUMINUM MYLAR TAPE WITH DRAIN WIRE | 300/500 VOLTS | 10 CORE | OEM | FRLSH | 0.75 SQMM X 10 CORE - Copper CABLE | https://drive.google.com/file/d/1-EKRY2DtAt5gRbaSiwRnjgj1ZqgVueDb/view?usp=sharing
1471 | LDC | Building Management System (BMS) Cable | BMS CABLE | 32/.2 |  | Per Meter (100/300 Mtr Coil, 2000 Mtr Drum) | Kei | 357 | 40 % | 595 | IN STOCK | Copper | - | BLUE | Class 2 (Stranded) | PVC | PVC | 1.0 | ALUMINUM MYLAR TAPE WITH DRAIN WIRE | 300/500 VOLTS | 10 CORE | OEM | FRLSH | 1.0 SQMM X 10 CORE - Copper CABLE | https://drive.google.com/file/d/1-EKRY2DtAt5gRbaSiwRnjgj1ZqgVueDb/view?usp=sharing
1472 | LDC | Building Management System (BMS) Cable | BMS CABLE | 30/.25 |  | Per Meter (100/300 Mtr Coil, 2000 Mtr Drum) | Kei | 501 | 40 % | 835 | IN STOCK | Copper | - | BLUE | Class 2 (Stranded) | PVC | PVC | 1.5 | ALUMINUM MYLAR TAPE WITH DRAIN WIRE | 300/500 VOLTS | 10 CORE | OEM | FRLSH | 1.5 SQMM X 10 CORE - Copper CABLE | https://drive.google.com/file/d/1-EKRY2DtAt5gRbaSiwRnjgj1ZqgVueDb/view?usp=sharing
1473 | LDC | Building Management System (BMS) Cable | BMS CABLE | 50/.25 |  | Per Meter (100/300 Mtr Coil, 2000 Mtr Drum) | Kei | 813 | 40 % | 1355 | IN STOCK | Copper | - | BLUE | Class 2 (Stranded) | PVC | PVC | 2.5 | ALUMINUM MYLAR TAPE WITH DRAIN WIRE | 300/500 VOLTS | 10 CORE | OEM | FRLSH | 2.5 SQMM X 10 CORE - Copper CABLE | https://drive.google.com/file/d/1-EKRY2DtAt5gRbaSiwRnjgj1ZqgVueDb/view?usp=sharing
1474 | LDC | Building Management System (BMS) Cable | BMS CABLE | 16/.2 |  | Per Meter (100/300 Mtr Coil, 2000 Mtr Drum) | Kei | 230.4 | 40 % | 384 | IN STOCK | Copper | - | BLUE | Class 2 (Stranded) | PVC | PVC | 0.5 | ALUMINUM MYLAR TAPE WITH DRAIN WIRE | 300/500 VOLTS | 12 CORE | OEM | FRLSH | 0.5 SQMM X 12 CORE - Copper CABLE | https://drive.google.com/file/d/1UV3NihMpcurUi8y0cVmHPOdH6ItYKshr/view?usp=sharing
1475 | LDC | Building Management System (BMS) Cable | BMS CABLE | 24/.2 |  | Per Meter (100/300 Mtr Coil, 2000 Mtr Drum) | Kei | 326.4 | 40 % | 544 | IN STOCK | Copper | - | BLUE | Class 2 (Stranded) | PVC | PVC | 0.75 | ALUMINUM MYLAR TAPE WITH DRAIN WIRE | 300/500 VOLTS | 12 CORE | OEM | FRLSH | 0.75 SQMM X 12 CORE - Copper CABLE | https://drive.google.com/file/d/1UV3NihMpcurUi8y0cVmHPOdH6ItYKshr/view?usp=sharing
1476 | LDC | Building Management System (BMS) Cable | BMS CABLE | 32/.2 |  | Per Meter (100/300 Mtr Coil, 2000 Mtr Drum) | Kei | 423.6 | 40 % | 706 | IN STOCK | Copper | - | BLUE | Class 2 (Stranded) | PVC | PVC | 1.0 | ALUMINUM MYLAR TAPE WITH DRAIN WIRE | 300/500 VOLTS | 12 CORE | OEM | FRLSH | 1.0 SQMM X 12 CORE - Copper CABLE | https://drive.google.com/file/d/1UV3NihMpcurUi8y0cVmHPOdH6ItYKshr/view?usp=sharing
1477 | LDC | Building Management System (BMS) Cable | BMS CABLE | 30/.25 |  | Per Meter (100/300 Mtr Coil, 2000 Mtr Drum) | Kei | 593.4 | 40 % | 989 | IN STOCK | Copper | - | BLUE | Class 2 (Stranded) | PVC | PVC | 1.5 | ALUMINUM MYLAR TAPE WITH DRAIN WIRE | 300/500 VOLTS | 12 CORE | OEM | FRLSH | 1.5 SQMM X 12 CORE - Copper CABLE | https://drive.google.com/file/d/1UV3NihMpcurUi8y0cVmHPOdH6ItYKshr/view?usp=sharing
1478 | LDC | Building Management System (BMS) Cable | BMS CABLE | 50/.25 |  | Per Meter (100/300 Mtr Coil, 2000 Mtr Drum) | Kei | 979.2 | 40 % | 1632 | IN STOCK | Copper | - | BLUE | Class 2 (Stranded) | PVC | PVC | 2.5 | ALUMINUM MYLAR TAPE WITH DRAIN WIRE | 300/500 VOLTS | 12 CORE | OEM | FRLSH | 2.5 SQMM X 12 CORE - Copper CABLE | https://drive.google.com/file/d/1UV3NihMpcurUi8y0cVmHPOdH6ItYKshr/view?usp=sharing
1479 | LDC | Building Management System (BMS) Cable | BMS CABLE | 16/.2 |  | Per Meter (100/300 Mtr Coil, 2000 Mtr Drum) | Kei | 268.8 | 40 % | 448 | IN STOCK | Copper | - | BLUE | Class 2 (Stranded) | PVC | PVC | 0.5 | ALUMINUM MYLAR TAPE WITH DRAIN WIRE | 300/500 VOLTS | 14 CORE | OEM | FRLSH | 0.5 SQMM X 14 CORE - Copper CABLE | https://drive.google.com/file/d/1k-aFSPbaUFnx-4avIlIiGYVvRp1O5MOr/view?usp=sharing
1480 | LDC | Building Management System (BMS) Cable | BMS CABLE | 24/.2 |  | Per Meter (100/300 Mtr Coil, 2000 Mtr Drum) | Kei | 378 | 40 % | 630 | IN STOCK | Copper | - | BLUE | Class 2 (Stranded) | PVC | PVC | 0.75 | ALUMINUM MYLAR TAPE WITH DRAIN WIRE | 300/500 VOLTS | 14 CORE | OEM | FRLSH | 0.75 SQMM X 14 CORE - Copper CABLE | https://drive.google.com/file/d/1k-aFSPbaUFnx-4avIlIiGYVvRp1O5MOr/view?usp=sharing
1481 | LDC | Building Management System (BMS) Cable | BMS CABLE | 32/.2 |  | Per Meter (100/300 Mtr Coil, 2000 Mtr Drum) | Kei | 498.6 | 40 % | 831 | IN STOCK | Copper | - | BLUE | Class 2 (Stranded) | PVC | PVC | 1.0 | ALUMINUM MYLAR TAPE WITH DRAIN WIRE | 300/500 VOLTS | 14 CORE | OEM | FRLSH | 1.0 SQMM X 14 CORE - Copper CABLE | https://drive.google.com/file/d/1k-aFSPbaUFnx-4avIlIiGYVvRp1O5MOr/view?usp=sharing
1482 | LDC | Building Management System (BMS) Cable | BMS CABLE | 30/.25 |  | Per Meter (100/300 Mtr Coil, 2000 Mtr Drum) | Kei | 669.6 | 40 % | 1116 | IN STOCK | Copper | - | BLUE | Class 2 (Stranded) | PVC | PVC | 1.5 | ALUMINUM MYLAR TAPE WITH DRAIN WIRE | 300/500 VOLTS | 14 CORE | OEM | FRLSH | 1.5 SQMM X 14 CORE - Copper CABLE | https://drive.google.com/file/d/1k-aFSPbaUFnx-4avIlIiGYVvRp1O5MOr/view?usp=sharing
1483 | LDC | Building Management System (BMS) Cable | BMS CABLE | 50/.25 |  | Per Meter (100/300 Mtr Coil, 2000 Mtr Drum) | Kei | 0 | 40 % |  | IN STOCK | Copper | - | BLUE | Class 2 (Stranded) | PVC | PVC | 2.5 | ALUMINUM MYLAR TAPE WITH DRAIN WIRE | 300/500 VOLTS | 14 CORE | OEM | FRLSH | 2.5 SQMM X 14 CORE - Copper CABLE | https://drive.google.com/file/d/1k-aFSPbaUFnx-4avIlIiGYVvRp1O5MOr/view?usp=sharing
1484 | LDC | Building Management System (BMS) Cable | BMS CABLE | 16/.2 |  | Per Meter (100/300 Mtr Coil, 2000 Mtr Drum) | Kei | 299.4 | 40 % | 499 | IN STOCK | Copper | - | BLUE | Class 2 (Stranded) | PVC | PVC | 0.5 | ALUMINUM MYLAR TAPE WITH DRAIN WIRE | 300/500 VOLTS | 16 CORE | OEM | FRLSH | 0.5 SQMM X 16 CORE - Copper CABLE | https://drive.google.com/file/d/1Kz10sIeBpDCchsC9-E2roYVltTbJLvTo/view?usp=sharing
1485 | LDC | Building Management System (BMS) Cable | BMS CABLE | 24/.2 |  | Per Meter (100/300 Mtr Coil, 2000 Mtr Drum) | Kei | 430.2 | 40 % | 717 | IN STOCK | Copper | - | BLUE | Class 2 (Stranded) | PVC | PVC | 0.75 | ALUMINUM MYLAR TAPE WITH DRAIN WIRE | 300/500 VOLTS | 16 CORE | OEM | FRLSH | 0.75 SQMM X 16 CORE - Copper CABLE | https://drive.google.com/file/d/1Kz10sIeBpDCchsC9-E2roYVltTbJLvTo/view?usp=sharing
1486 | LDC | Building Management System (BMS) Cable | BMS CABLE | 32/.2 |  | Per Meter (100/300 Mtr Coil, 2000 Mtr Drum) | Kei | 558 | 40 % | 930 | IN STOCK | Copper | - | BLUE | Class 2 (Stranded) | PVC | PVC | 1.0 | ALUMINUM MYLAR TAPE WITH DRAIN WIRE | 300/500 VOLTS | 16 CORE | OEM | FRLSH | 1.0 SQMM X 16 CORE - Copper CABLE | https://drive.google.com/file/d/1Kz10sIeBpDCchsC9-E2roYVltTbJLvTo/view?usp=sharing
1487 | LDC | Building Management System (BMS) Cable | BMS CABLE | 30/.25 |  | Per Meter (100/300 Mtr Coil, 2000 Mtr Drum) | Kei | 786.6 | 40 % | 1311 | IN STOCK | Copper | - | BLUE | Class 2 (Stranded) | PVC | PVC | 1.5 | ALUMINUM MYLAR TAPE WITH DRAIN WIRE | 300/500 VOLTS | 16 CORE | OEM | FRLSH | 1.5 SQMM X 16 CORE - Copper CABLE | https://drive.google.com/file/d/1Kz10sIeBpDCchsC9-E2roYVltTbJLvTo/view?usp=sharing
1488 | LDC | Building Management System (BMS) Cable | BMS CABLE | 50/.25 |  | Per Meter (100/300 Mtr Coil, 2000 Mtr Drum) | Kei | 0 | 40 % |  | IN STOCK | Copper | - | BLUE | Class 2 (Stranded) | PVC | PVC | 2.5 | ALUMINUM MYLAR TAPE WITH DRAIN WIRE | 300/500 VOLTS | 16 CORE | OEM | FRLSH | 2.5 SQMM X 16 CORE - Copper CABLE | https://drive.google.com/file/d/1Kz10sIeBpDCchsC9-E2roYVltTbJLvTo/view?usp=sharing
1489 | LDC | Building Management System (BMS) Cable | BMS CABLE | 16/.2 |  | Per Meter (100/300 Mtr Coil, 2000 Mtr Drum) | Kei | 346.8 | 40 % | 578 | IN STOCK | Copper | - | BLUE | Class 2 (Stranded) | PVC | PVC | 0.5 | ALUMINUM MYLAR TAPE WITH DRAIN WIRE | 300/500 VOLTS | 19 CORE | OEM | FRLSH | 0.5 SQMM X 19 CORE - Copper CABLE | https://drive.google.com/file/d/1PylPAyMkwS87VugNOenD_CfICVWGxFYi/view?usp=sharing
1490 | LDC | Building Management System (BMS) Cable | BMS CABLE | 24/.2 |  | Per Meter (100/300 Mtr Coil, 2000 Mtr Drum) | Kei | 502.8 | 40 % | 838 | IN STOCK | Copper | - | BLUE | Class 2 (Stranded) | PVC | PVC | 0.75 | ALUMINUM MYLAR TAPE WITH DRAIN WIRE | 300/500 VOLTS | 19 CORE | OEM | FRLSH | 0.75 SQMM X 19 CORE - Copper CABLE | https://drive.google.com/file/d/1PylPAyMkwS87VugNOenD_CfICVWGxFYi/view?usp=sharing
1491 | LDC | Building Management System (BMS) Cable | BMS CABLE | 32/.2 |  | Per Meter (100/300 Mtr Coil, 2000 Mtr Drum) | Kei | 654.6 | 40 % | 1091 | IN STOCK | Copper | - | BLUE | Class 2 (Stranded) | PVC | PVC | 1.0 | ALUMINUM MYLAR TAPE WITH DRAIN WIRE | 300/500 VOLTS | 19 CORE | OEM | FRLSH | 1.0 SQMM X 19 CORE - Copper CABLE | https://drive.google.com/file/d/1PylPAyMkwS87VugNOenD_CfICVWGxFYi/view?usp=sharing
1492 | LDC | Building Management System (BMS) Cable | BMS CABLE | 30/.25 |  | Per Meter (100/300 Mtr Coil, 2000 Mtr Drum) | Kei | 859.8 | 40 % | 1433 | IN STOCK | Copper | - | BLUE | Class 2 (Stranded) | PVC | PVC | 1.5 | ALUMINUM MYLAR TAPE WITH DRAIN WIRE | 300/500 VOLTS | 19 CORE | OEM | FRLSH | 1.5 SQMM X 19 CORE - Copper CABLE | https://drive.google.com/file/d/1PylPAyMkwS87VugNOenD_CfICVWGxFYi/view?usp=sharing
1493 | LDC | Building Management System (BMS) Cable | BMS CABLE | 50/.25 |  | Per Meter (100/300 Mtr Coil, 2000 Mtr Drum) | Kei | 0 | 40 % |  | IN STOCK | Copper | - | BLUE | Class 2 (Stranded) | PVC | PVC | 2.5 | ALUMINUM MYLAR TAPE WITH DRAIN WIRE | 300/500 VOLTS | 19 CORE | OEM | FRLSH | 2.5 SQMM X 19 CORE - Copper CABLE | https://drive.google.com/file/d/1PylPAyMkwS87VugNOenD_CfICVWGxFYi/view?usp=sharing
1494 | LDC | Building Management System (BMS) Cable | BMS CABLE | 16/.2 |  | Per Meter (100/300 Mtr Coil, 2000 Mtr Drum) | Kei | 432 | 40 % | 720 | IN STOCK | Copper | - | BLUE | Class 2 (Stranded) | PVC | PVC | 0.5 | ALUMINUM MYLAR TAPE WITH DRAIN WIRE | 300/500 VOLTS | 24 CORE | OEM | FRLSH | 0.5 SQMM X 24 CORE - Copper CABLE | https://drive.google.com/file/d/1ZJYrmYcwYUidKg1gQvker-rYhJMtMpxC/view?usp=sharing
1495 | LDC | Building Management System (BMS) Cable | BMS CABLE | 24/.2 |  | Per Meter (100/300 Mtr Coil, 2000 Mtr Drum) | Kei | 628.8 | 40 % | 1048 | IN STOCK | Copper | - | BLUE | Class 2 (Stranded) | PVC | PVC | 0.75 | ALUMINUM MYLAR TAPE WITH DRAIN WIRE | 300/500 VOLTS | 24 CORE | OEM | FRLSH | 0.75 SQMM X 24 CORE - Copper CABLE | https://drive.google.com/file/d/1ZJYrmYcwYUidKg1gQvker-rYhJMtMpxC/view?usp=sharing
1496 | LDC | Building Management System (BMS) Cable | BMS CABLE | 32/.2 |  | Per Meter (100/300 Mtr Coil, 2000 Mtr Drum) | Kei | 823.2 | 40 % | 1372 | IN STOCK | Copper | - | BLUE | Class 2 (Stranded) | PVC | PVC | 1.0 | ALUMINUM MYLAR TAPE WITH DRAIN WIRE | 300/500 VOLTS | 24 CORE | OEM | FRLSH | 1.0 SQMM X 24 CORE - Copper CABLE | https://drive.google.com/file/d/1ZJYrmYcwYUidKg1gQvker-rYhJMtMpxC/view?usp=sharing
1497 | LDC | Building Management System (BMS) Cable | BMS CABLE | 30/.25 |  | Per Meter (100/300 Mtr Coil, 2000 Mtr Drum) | Kei | 1162.8 | 40 % | 1938 | IN STOCK | Copper | - | BLUE | Class 2 (Stranded) | PVC | PVC | 1.5 | ALUMINUM MYLAR TAPE WITH DRAIN WIRE | 300/500 VOLTS | 24 CORE | OEM | FRLSH | 1.5 SQMM X 24 CORE - Copper CABLE | https://drive.google.com/file/d/1ZJYrmYcwYUidKg1gQvker-rYhJMtMpxC/view?usp=sharing
1498 | LDC | Building Management System (BMS) Cable | BMS CABLE | 50/.25 |  | Per Meter (100/300 Mtr Coil, 2000 Mtr Drum) | Kei | 0 | 40 % |  | IN STOCK | Copper | - | BLUE | Class 2 (Stranded) | PVC | PVC | 2.5 | ALUMINUM MYLAR TAPE WITH DRAIN WIRE | 300/500 VOLTS | 24 CORE | OEM | FRLSH | 2.5 SQMM X 24 CORE - Copper CABLE | https://drive.google.com/file/d/1ZJYrmYcwYUidKg1gQvker-rYhJMtMpxC/view?usp=sharing
1499 | LDC | Pair Cable - Overall Shielded-Armoured Instrumentation Cable | PAIR CABLE |  | - | Per Meter | Kei | 93.6 | 40 % | 156 | IN STOCK | Copper | Armoured (GI Steel Wire/Strip) | BLUE | Class 2 (Stranded) | PVC | PVC / XLPE | 0.5 | Overall Shielded (Aluminium Mylar Tape) |  | PAIR-1 | OEM | PVC | 0.5 SQMM X PAIR-1 Armoured (GI Steel Wire/Strip) Copper CABLE | https://drive.google.com/file/d/1VpKr7thRnaRJvP7VueWOCU0DAH9bSuCo/view?usp=sharing
1500 | LDC | Pair Cable - Overall Shielded-Armoured Instrumentation Cable | PAIR CABLE |  | - | Per Meter | Kei | 108.6 | 40 % | 181 | IN STOCK | Copper | Armoured (GI Steel Wire/Strip) | BLUE | Class 2 (Stranded) | PVC | PVC / XLPE | 0.75 | Overall Shielded (Aluminium Mylar Tape) |  | PAIR-1 | OEM | PVC | 0.75 SQMM X PAIR-1 Armoured (GI Steel Wire/Strip) Copper CABLE | https://drive.google.com/file/d/1VpKr7thRnaRJvP7VueWOCU0DAH9bSuCo/view?usp=sharing
1501 | LDC | Pair Cable - Overall Shielded-Armoured Instrumentation Cable | PAIR CABLE |  | - | Per Meter | Kei | 121.8 | 40 % | 203 | IN STOCK | Copper | Armoured (GI Steel Wire/Strip) | BLUE | Class 2 (Stranded) | PVC | PVC / XLPE | 1.0 | Overall Shielded (Aluminium Mylar Tape) |  | PAIR-1 | OEM | PVC | 1.0 SQMM X PAIR-1 Armoured (GI Steel Wire/Strip) Copper CABLE | https://drive.google.com/file/d/1VpKr7thRnaRJvP7VueWOCU0DAH9bSuCo/view?usp=sharing
1502 | LDC | Pair Cable - Overall Shielded-Armoured Instrumentation Cable | PAIR CABLE |  | - | Per Meter | Kei | 146.4 | 40 % | 244 | IN STOCK | Copper | Armoured (GI Steel Wire/Strip) | BLUE | Class 2 (Stranded) | PVC | PVC / XLPE | 1.5 | Overall Shielded (Aluminium Mylar Tape) |  | PAIR-1 | OEM | PVC | 1.5 SQMM X PAIR-1 Armoured (GI Steel Wire/Strip) Copper CABLE | https://drive.google.com/file/d/1VpKr7thRnaRJvP7VueWOCU0DAH9bSuCo/view?usp=sharing
1503 | LDC | Pair Cable - Overall Shielded-Armoured Instrumentation Cable | PAIR CABLE |  | - | Per Meter | Kei | 225 | 40 % | 375 | IN STOCK | Copper | Armoured (GI Steel Wire/Strip) | BLUE | Class 2 (Stranded) | PVC | PVC / XLPE | 2.5 | Overall Shielded (Aluminium Mylar Tape) |  | PAIR-1 | OEM | PVC | 2.5 SQMM X PAIR-1 Armoured (GI Steel Wire/Strip) Copper CABLE | https://drive.google.com/file/d/1VpKr7thRnaRJvP7VueWOCU0DAH9bSuCo/view?usp=sharing
1504 | LDC | Pair Cable - Overall Shielded-Armoured Instrumentation Cable | PAIR CABLE |  | - | Per Meter | Kei | 142.2 | 40 % | 237 | IN STOCK | Copper | Armoured (GI Steel Wire/Strip) | BLUE | Class 2 (Stranded) | PVC | PVC / XLPE | 0.5 | Overall Shielded (Aluminium Mylar Tape) |  | PAIR-2 | OEM | PVC | 0.5 SQMM X PAIR-2 Armoured (GI Steel Wire/Strip) Copper CABLE | https://drive.google.com/file/d/1EYJ49dRUDZVvLChuI9BGvjt8FfiVL7fj/view?usp=sharing
1505 | LDC | Pair Cable - Overall Shielded-Armoured Instrumentation Cable | PAIR CABLE |  | - | Per Meter | Kei | 181.8 | 40 % | 303 | IN STOCK | Copper | Armoured (GI Steel Wire/Strip) | BLUE | Class 2 (Stranded) | PVC | PVC / XLPE | 0.75 | Overall Shielded (Aluminium Mylar Tape) |  | PAIR-2 | OEM | PVC | 0.75 SQMM X PAIR-2 Armoured (GI Steel Wire/Strip) Copper CABLE | https://drive.google.com/file/d/1EYJ49dRUDZVvLChuI9BGvjt8FfiVL7fj/view?usp=sharing
1506 | LDC | Pair Cable - Overall Shielded-Armoured Instrumentation Cable | PAIR CABLE |  | - | Per Meter | Kei | 205.8 | 40 % | 343 | IN STOCK | Copper | Armoured (GI Steel Wire/Strip) | BLUE | Class 2 (Stranded) | PVC | PVC / XLPE | 1.0 | Overall Shielded (Aluminium Mylar Tape) |  | PAIR-2 | OEM | PVC | 1.0 SQMM X PAIR-2 Armoured (GI Steel Wire/Strip) Copper CABLE | https://drive.google.com/file/d/1EYJ49dRUDZVvLChuI9BGvjt8FfiVL7fj/view?usp=sharing
1507 | LDC | Pair Cable - Overall Shielded-Armoured Instrumentation Cable | PAIR CABLE |  | - | Per Meter | Kei | 255 | 40 % | 425 | IN STOCK | Copper | Armoured (GI Steel Wire/Strip) | BLUE | Class 2 (Stranded) | PVC | PVC / XLPE | 1.5 | Overall Shielded (Aluminium Mylar Tape) |  | PAIR-2 | OEM | PVC | 1.5 SQMM X PAIR-2 Armoured (GI Steel Wire/Strip) Copper CABLE | https://drive.google.com/file/d/1EYJ49dRUDZVvLChuI9BGvjt8FfiVL7fj/view?usp=sharing
1508 | LDC | Pair Cable - Overall Shielded-Armoured Instrumentation Cable | PAIR CABLE |  | - | Per Meter | Kei | 404.4 | 40 % | 674 | IN STOCK | Copper | Armoured (GI Steel Wire/Strip) | BLUE | Class 2 (Stranded) | PVC | PVC / XLPE | 2.5 | Overall Shielded (Aluminium Mylar Tape) |  | PAIR-2 | OEM | PVC | 2.5 SQMM X PAIR-2 Armoured (GI Steel Wire/Strip) Copper CABLE | https://drive.google.com/file/d/1EYJ49dRUDZVvLChuI9BGvjt8FfiVL7fj/view?usp=sharing
1509 | LDC | Pair Cable - Overall Shielded-Armoured Instrumentation Cable | PAIR CABLE |  | - | Per Meter | Kei | 175.8 | 40 % | 293 | IN STOCK | Copper | Armoured (GI Steel Wire/Strip) | BLUE | Class 2 (Stranded) | PVC | PVC / XLPE | 0.5 | Overall Shielded (Aluminium Mylar Tape) |  | PAIR-3 | OEM | PVC | 0.5 SQMM X PAIR-3 Armoured (GI Steel Wire/Strip) Copper CABLE | https://drive.google.com/file/d/13HW5FolCqWvzivP-yA8FjU8bUD2HqbbK/view?usp=sharing
1510 | LDC | Pair Cable - Overall Shielded-Armoured Instrumentation Cable | PAIR CABLE |  | - | Per Meter | Kei | 231.6 | 40 % | 386 | IN STOCK | Copper | Armoured (GI Steel Wire/Strip) | BLUE | Class 2 (Stranded) | PVC | PVC / XLPE | 0.75 | Overall Shielded (Aluminium Mylar Tape) |  | PAIR-3 | OEM | PVC | 0.75 SQMM X PAIR-3 Armoured (GI Steel Wire/Strip) Copper CABLE | https://drive.google.com/file/d/13HW5FolCqWvzivP-yA8FjU8bUD2HqbbK/view?usp=sharing
1511 | LDC | Pair Cable - Overall Shielded-Armoured Instrumentation Cable | PAIR CABLE |  | - | Per Meter | Kei | 277.2 | 40 % | 462 | IN STOCK | Copper | Armoured (GI Steel Wire/Strip) | BLUE | Class 2 (Stranded) | PVC | PVC / XLPE | 1.0 | Overall Shielded (Aluminium Mylar Tape) |  | PAIR-3 | OEM | PVC | 1.0 SQMM X PAIR-3 Armoured (GI Steel Wire/Strip) Copper CABLE | https://drive.google.com/file/d/13HW5FolCqWvzivP-yA8FjU8bUD2HqbbK/view?usp=sharing
1512 | LDC | Pair Cable - Overall Shielded-Armoured Instrumentation Cable | PAIR CABLE |  | - | Per Meter | Kei | 355.2 | 40 % | 592 | IN STOCK | Copper | Armoured (GI Steel Wire/Strip) | BLUE | Class 2 (Stranded) | PVC | PVC / XLPE | 1.5 | Overall Shielded (Aluminium Mylar Tape) |  | PAIR-3 | OEM | PVC | 1.5 SQMM X PAIR-3 Armoured (GI Steel Wire/Strip) Copper CABLE | https://drive.google.com/file/d/13HW5FolCqWvzivP-yA8FjU8bUD2HqbbK/view?usp=sharing
1513 | LDC | Pair Cable - Overall Shielded-Armoured Instrumentation Cable | PAIR CABLE |  | - | Per Meter | Kei | 555.6 | 40 % | 926 | IN STOCK | Copper | Armoured (GI Steel Wire/Strip) | BLUE | Class 2 (Stranded) | PVC | PVC / XLPE | 2.5 | Overall Shielded (Aluminium Mylar Tape) |  | PAIR-3 | OEM | PVC | 2.5 SQMM X PAIR-3 Armoured (GI Steel Wire/Strip) Copper CABLE | https://drive.google.com/file/d/13HW5FolCqWvzivP-yA8FjU8bUD2HqbbK/view?usp=sharing
1514 | LDC | Pair Cable - Overall Shielded-Armoured Instrumentation Cable | PAIR CABLE |  | - | Per Meter | Kei | 213 | 40 % | 355 | IN STOCK | Copper | Armoured (GI Steel Wire/Strip) | BLUE | Class 2 (Stranded) | PVC | PVC / XLPE | 0.5 | Overall Shielded (Aluminium Mylar Tape) |  | PAIR-4 | OEM | PVC | 0.5 SQMM X PAIR-4 Armoured (GI Steel Wire/Strip) Copper CABLE | https://drive.google.com/file/d/1scpWNDpDvWYBpxhfKcymYvB0jeLwyBkg/view?usp=sharing
1515 | LDC | Pair Cable - Overall Shielded-Armoured Instrumentation Cable | PAIR CABLE |  | - | Per Meter | Kei | 289.8 | 40 % | 483 | IN STOCK | Copper | Armoured (GI Steel Wire/Strip) | BLUE | Class 2 (Stranded) | PVC | PVC / XLPE | 0.75 | Overall Shielded (Aluminium Mylar Tape) |  | PAIR-4 | OEM | PVC | 0.75 SQMM X PAIR-4 Armoured (GI Steel Wire/Strip) Copper CABLE | https://drive.google.com/file/d/1scpWNDpDvWYBpxhfKcymYvB0jeLwyBkg/view?usp=sharing
1516 | LDC | Pair Cable - Overall Shielded-Armoured Instrumentation Cable | PAIR CABLE |  | - | Per Meter | Kei | 348.6 | 40 % | 581 | IN STOCK | Copper | Armoured (GI Steel Wire/Strip) | BLUE | Class 2 (Stranded) | PVC | PVC / XLPE | 1.0 | Overall Shielded (Aluminium Mylar Tape) |  | PAIR-4 | OEM | PVC | 1.0 SQMM X PAIR-4 Armoured (GI Steel Wire/Strip) Copper CABLE | https://drive.google.com/file/d/1scpWNDpDvWYBpxhfKcymYvB0jeLwyBkg/view?usp=sharing
1517 | LDC | Pair Cable - Overall Shielded-Armoured Instrumentation Cable | PAIR CABLE |  | - | Per Meter | Kei | 450.6 | 40 % | 751 | IN STOCK | Copper | Armoured (GI Steel Wire/Strip) | BLUE | Class 2 (Stranded) | PVC | PVC / XLPE | 1.5 | Overall Shielded (Aluminium Mylar Tape) |  | PAIR-4 | OEM | PVC | 1.5 SQMM X PAIR-4 Armoured (GI Steel Wire/Strip) Copper CABLE | https://drive.google.com/file/d/1scpWNDpDvWYBpxhfKcymYvB0jeLwyBkg/view?usp=sharing
1518 | LDC | Pair Cable - Overall Shielded-Armoured Instrumentation Cable | PAIR CABLE |  | - | Per Meter | Kei | 710.4 | 40 % | 1184 | IN STOCK | Copper | Armoured (GI Steel Wire/Strip) | BLUE | Class 2 (Stranded) | PVC | PVC / XLPE | 2.5 | Overall Shielded (Aluminium Mylar Tape) |  | PAIR-4 | OEM | PVC | 2.5 SQMM X PAIR-4 Armoured (GI Steel Wire/Strip) Copper CABLE | https://drive.google.com/file/d/1scpWNDpDvWYBpxhfKcymYvB0jeLwyBkg/view?usp=sharing
1519 | LDC | Pair Cable - Overall Shielded-Armoured Instrumentation Cable | PAIR CABLE |  | - | Per Meter | Kei | 260.4 | 40 % | 434 | IN STOCK | Copper | Armoured (GI Steel Wire/Strip) | BLUE | Class 2 (Stranded) | PVC | PVC / XLPE | 0.5 | Overall Shielded (Aluminium Mylar Tape) |  | PAIR-5 | OEM | PVC | 0.5 SQMM X PAIR-5 Armoured (GI Steel Wire/Strip) Copper CABLE | https://drive.google.com/file/d/11jkVnJRwIf1qIiVdevqGDUzl1Ky8udmN/view?usp=sharing
1520 | LDC | Pair Cable - Overall Shielded-Armoured Instrumentation Cable | PAIR CABLE |  | - | Per Meter | Kei | 359.4 | 40 % | 599 | IN STOCK | Copper | Armoured (GI Steel Wire/Strip) | BLUE | Class 2 (Stranded) | PVC | PVC / XLPE | 0.75 | Overall Shielded (Aluminium Mylar Tape) |  | PAIR-5 | OEM | PVC | 0.75 SQMM X PAIR-5 Armoured (GI Steel Wire/Strip) Copper CABLE | https://drive.google.com/file/d/11jkVnJRwIf1qIiVdevqGDUzl1Ky8udmN/view?usp=sharing
1521 | LDC | Pair Cable - Overall Shielded-Armoured Instrumentation Cable | PAIR CABLE |  | - | Per Meter | Kei | 424.8 | 40 % | 708 | IN STOCK | Copper | Armoured (GI Steel Wire/Strip) | BLUE | Class 2 (Stranded) | PVC | PVC / XLPE | 1.0 | Overall Shielded (Aluminium Mylar Tape) |  | PAIR-5 | OEM | PVC | 1.0 SQMM X PAIR-5 Armoured (GI Steel Wire/Strip) Copper CABLE | https://drive.google.com/file/d/11jkVnJRwIf1qIiVdevqGDUzl1Ky8udmN/view?usp=sharing
1522 | LDC | Pair Cable - Overall Shielded-Armoured Instrumentation Cable | PAIR CABLE |  | - | Per Meter | Kei | 542.4 | 40 % | 904 | IN STOCK | Copper | Armoured (GI Steel Wire/Strip) | BLUE | Class 2 (Stranded) | PVC | PVC / XLPE | 1.5 | Overall Shielded (Aluminium Mylar Tape) |  | PAIR-5 | OEM | PVC | 1.5 SQMM X PAIR-5 Armoured (GI Steel Wire/Strip) Copper CABLE | https://drive.google.com/file/d/11jkVnJRwIf1qIiVdevqGDUzl1Ky8udmN/view?usp=sharing
1523 | LDC | Pair Cable - Overall Shielded-Armoured Instrumentation Cable | PAIR CABLE |  | - | Per Meter | Kei | 867.6 | 40 % | 1446 | IN STOCK | Copper | Armoured (GI Steel Wire/Strip) | BLUE | Class 2 (Stranded) | PVC | PVC / XLPE | 2.5 | Overall Shielded (Aluminium Mylar Tape) |  | PAIR-5 | OEM | PVC | 2.5 SQMM X PAIR-5 Armoured (GI Steel Wire/Strip) Copper CABLE | https://drive.google.com/file/d/11jkVnJRwIf1qIiVdevqGDUzl1Ky8udmN/view?usp=sharing
1524 | LDC | Pair Cable - Overall Shielded-Armoured Instrumentation Cable | PAIR CABLE |  | - | Per Meter | Kei | 299.4 | 40 % | 499 | IN STOCK | Copper | Armoured (GI Steel Wire/Strip) | BLUE | Class 2 (Stranded) | PVC | PVC / XLPE | 0.5 | Overall Shielded (Aluminium Mylar Tape) |  | PAIR-6 | OEM | PVC | 0.5 SQMM X PAIR-6 Armoured (GI Steel Wire/Strip) Copper CABLE | https://drive.google.com/file/d/1VWHpLS3UbBqDqAZOsyDHCguX9sDx51b0/view?usp=sharing
1525 | LDC | Pair Cable - Overall Shielded-Armoured Instrumentation Cable | PAIR CABLE |  | - | Per Meter | Kei | 413.4 | 40 % | 689 | IN STOCK | Copper | Armoured (GI Steel Wire/Strip) | BLUE | Class 2 (Stranded) | PVC | PVC / XLPE | 0.75 | Overall Shielded (Aluminium Mylar Tape) |  | PAIR-6 | OEM | PVC | 0.75 SQMM X PAIR-6 Armoured (GI Steel Wire/Strip) Copper CABLE | https://drive.google.com/file/d/1VWHpLS3UbBqDqAZOsyDHCguX9sDx51b0/view?usp=sharing
1526 | LDC | Pair Cable - Overall Shielded-Armoured Instrumentation Cable | PAIR CABLE |  | - | Per Meter | Kei | 499.8 | 40 % | 833 | IN STOCK | Copper | Armoured (GI Steel Wire/Strip) | BLUE | Class 2 (Stranded) | PVC | PVC / XLPE | 1.0 | Overall Shielded (Aluminium Mylar Tape) |  | PAIR-6 | OEM | PVC | 1.0 SQMM X PAIR-6 Armoured (GI Steel Wire/Strip) Copper CABLE | https://drive.google.com/file/d/1VWHpLS3UbBqDqAZOsyDHCguX9sDx51b0/view?usp=sharing
1527 | LDC | Pair Cable - Overall Shielded-Armoured Instrumentation Cable | PAIR CABLE |  | - | Per Meter | Kei | 655.2 | 40 % | 1092 | IN STOCK | Copper | Armoured (GI Steel Wire/Strip) | BLUE | Class 2 (Stranded) | PVC | PVC / XLPE | 1.5 | Overall Shielded (Aluminium Mylar Tape) |  | PAIR-6 | OEM | PVC | 1.5 SQMM X PAIR-6 Armoured (GI Steel Wire/Strip) Copper CABLE | https://drive.google.com/file/d/1VWHpLS3UbBqDqAZOsyDHCguX9sDx51b0/view?usp=sharing
1528 | LDC | Pair Cable - Overall Shielded-Armoured Instrumentation Cable | PAIR CABLE |  | - | Per Meter | Kei | 1107.6 | 40 % | 1846 | IN STOCK | Copper | Armoured (GI Steel Wire/Strip) | BLUE | Class 2 (Stranded) | PVC | PVC / XLPE | 2.5 | Overall Shielded (Aluminium Mylar Tape) |  | PAIR-6 | OEM | PVC | 2.5 SQMM X PAIR-6 Armoured (GI Steel Wire/Strip) Copper CABLE | https://drive.google.com/file/d/1VWHpLS3UbBqDqAZOsyDHCguX9sDx51b0/view?usp=sharing
1529 | LDC | Pair Cable - Overall Shielded-Armoured Instrumentation Cable | PAIR CABLE |  | - | Per Meter | Kei | 361.8 | 40 % | 603 | IN STOCK | Copper | Armoured (GI Steel Wire/Strip) | BLUE | Class 2 (Stranded) | PVC | PVC / XLPE | 0.5 | Overall Shielded (Aluminium Mylar Tape) |  | PAIR-7 | OEM | PVC | 0.5 SQMM X PAIR-7 Armoured (GI Steel Wire/Strip) Copper CABLE | https://drive.google.com/file/d/1Z6LwReuVnOENtfsVY-fv_G76aJd_hSaO/view?usp=sharing
1530 | LDC | Pair Cable - Overall Shielded-Armoured Instrumentation Cable | PAIR CABLE |  | - | Per Meter | Kei | 471.6 | 40 % | 786 | IN STOCK | Copper | Armoured (GI Steel Wire/Strip) | BLUE | Class 2 (Stranded) | PVC | PVC / XLPE | 0.75 | Overall Shielded (Aluminium Mylar Tape) |  | PAIR-7 | OEM | PVC | 0.75 SQMM X PAIR-7 Armoured (GI Steel Wire/Strip) Copper CABLE | https://drive.google.com/file/d/1Z6LwReuVnOENtfsVY-fv_G76aJd_hSaO/view?usp=sharing
1531 | LDC | Pair Cable - Overall Shielded-Armoured Instrumentation Cable | PAIR CABLE |  | - | Per Meter | Kei | 588.6 | 40 % | 981 | IN STOCK | Copper | Armoured (GI Steel Wire/Strip) | BLUE | Class 2 (Stranded) | PVC | PVC / XLPE | 1.0 | Overall Shielded (Aluminium Mylar Tape) |  | PAIR-7 | OEM | PVC | 1.0 SQMM X PAIR-7 Armoured (GI Steel Wire/Strip) Copper CABLE | https://drive.google.com/file/d/1Z6LwReuVnOENtfsVY-fv_G76aJd_hSaO/view?usp=sharing
1532 | LDC | Pair Cable - Overall Shielded-Armoured Instrumentation Cable | PAIR CABLE |  | - | Per Meter | Kei | 805.2 | 40 % | 1342 | IN STOCK | Copper | Armoured (GI Steel Wire/Strip) | BLUE | Class 2 (Stranded) | PVC | PVC / XLPE | 1.5 | Overall Shielded (Aluminium Mylar Tape) |  | PAIR-7 | OEM | PVC | 1.5 SQMM X PAIR-7 Armoured (GI Steel Wire/Strip) Copper CABLE | https://drive.google.com/file/d/1Z6LwReuVnOENtfsVY-fv_G76aJd_hSaO/view?usp=sharing
1533 | LDC | Pair Cable - Overall Shielded-Armoured Instrumentation Cable | PAIR CABLE |  | - | Per Meter | Kei | 1212 | 40 % | 2020 | IN STOCK | Copper | Armoured (GI Steel Wire/Strip) | BLUE | Class 2 (Stranded) | PVC | PVC / XLPE | 2.5 | Overall Shielded (Aluminium Mylar Tape) |  | PAIR-7 | OEM | PVC | 2.5 SQMM X PAIR-7 Armoured (GI Steel Wire/Strip) Copper CABLE | https://drive.google.com/file/d/1Z6LwReuVnOENtfsVY-fv_G76aJd_hSaO/view?usp=sharing
1534 | LDC | Pair Cable - Overall Shielded-Armoured Instrumentation Cable | PAIR CABLE |  | - | Per Meter | Kei | 383.4 | 40 % | 639 | IN STOCK | Copper | Armoured (GI Steel Wire/Strip) | BLUE | Class 2 (Stranded) | PVC | PVC / XLPE | 0.5 | Overall Shielded (Aluminium Mylar Tape) |  | PAIR-8 | OEM | PVC | 0.5 SQMM X PAIR-8 Armoured (GI Steel Wire/Strip) Copper CABLE | https://drive.google.com/file/d/1Q7iErCqXR0DZvsiF6r4gfBmPt_IG-oAb/view?usp=sharing
1535 | LDC | Pair Cable - Overall Shielded-Armoured Instrumentation Cable | PAIR CABLE |  | - | Per Meter | Kei | 529.8 | 40 % | 883 | IN STOCK | Copper | Armoured (GI Steel Wire/Strip) | BLUE | Class 2 (Stranded) | PVC | PVC / XLPE | 0.75 | Overall Shielded (Aluminium Mylar Tape) |  | PAIR-8 | OEM | PVC | 0.75 SQMM X PAIR-8 Armoured (GI Steel Wire/Strip) Copper CABLE | https://drive.google.com/file/d/1Q7iErCqXR0DZvsiF6r4gfBmPt_IG-oAb/view?usp=sharing
1536 | LDC | Pair Cable - Overall Shielded-Armoured Instrumentation Cable | PAIR CABLE |  | - | Per Meter | Kei | 636.6 | 40 % | 1061 | IN STOCK | Copper | Armoured (GI Steel Wire/Strip) | BLUE | Class 2 (Stranded) | PVC | PVC / XLPE | 1.0 | Overall Shielded (Aluminium Mylar Tape) |  | PAIR-8 | OEM | PVC | 1.0 SQMM X PAIR-8 Armoured (GI Steel Wire/Strip) Copper CABLE | https://drive.google.com/file/d/1Q7iErCqXR0DZvsiF6r4gfBmPt_IG-oAb/view?usp=sharing
1537 | LDC | Pair Cable - Overall Shielded-Armoured Instrumentation Cable | PAIR CABLE |  | - | Per Meter | Kei | 832.8 | 40 % | 1388 | IN STOCK | Copper | Armoured (GI Steel Wire/Strip) | BLUE | Class 2 (Stranded) | PVC | PVC / XLPE | 1.5 | Overall Shielded (Aluminium Mylar Tape) |  | PAIR-8 | OEM | PVC | 1.5 SQMM X PAIR-8 Armoured (GI Steel Wire/Strip) Copper CABLE | https://drive.google.com/file/d/1Q7iErCqXR0DZvsiF6r4gfBmPt_IG-oAb/view?usp=sharing
1538 | LDC | Pair Cable - Overall Shielded-Armoured Instrumentation Cable | PAIR CABLE |  | - | Per Meter | Kei | 1319.4 | 40 % | 2199 | IN STOCK | Copper | Armoured (GI Steel Wire/Strip) | BLUE | Class 2 (Stranded) | PVC | PVC / XLPE | 2.5 | Overall Shielded (Aluminium Mylar Tape) |  | PAIR-8 | OEM | PVC | 2.5 SQMM X PAIR-8 Armoured (GI Steel Wire/Strip) Copper CABLE | https://drive.google.com/file/d/1Q7iErCqXR0DZvsiF6r4gfBmPt_IG-oAb/view?usp=sharing
1539 | LDC | Pair Cable - Overall Shielded-Armoured Instrumentation Cable | PAIR CABLE |  | - | Per Meter | Kei | 485.4 | 40 % | 809 | IN STOCK | Copper | Armoured (GI Steel Wire/Strip) | BLUE | Class 2 (Stranded) | PVC | PVC / XLPE | 0.5 | Overall Shielded (Aluminium Mylar Tape) |  | PAIR-10 | OEM | PVC | 0.5 SQMM X PAIR-10 Armoured (GI Steel Wire/Strip) Copper CABLE | https://drive.google.com/file/d/11HyQSUVbZJshPYl7JUn7tG2kvzlbBYi6/view?usp=sharing
1540 | LDC | Pair Cable - Overall Shielded-Armoured Instrumentation Cable | PAIR CABLE |  | - | Per Meter | Kei | 639 | 40 % | 1065 | IN STOCK | Copper | Armoured (GI Steel Wire/Strip) | BLUE | Class 2 (Stranded) | PVC | PVC / XLPE | 0.75 | Overall Shielded (Aluminium Mylar Tape) |  | PAIR-10 | OEM | PVC | 0.75 SQMM X PAIR-10 Armoured (GI Steel Wire/Strip) Copper CABLE | https://drive.google.com/file/d/11HyQSUVbZJshPYl7JUn7tG2kvzlbBYi6/view?usp=sharing
1541 | LDC | Pair Cable - Overall Shielded-Armoured Instrumentation Cable | PAIR CABLE |  | - | Per Meter | Kei | 802.2 | 40 % | 1337 | IN STOCK | Copper | Armoured (GI Steel Wire/Strip) | BLUE | Class 2 (Stranded) | PVC | PVC / XLPE | 1.0 | Overall Shielded (Aluminium Mylar Tape) |  | PAIR-10 | OEM | PVC | 1.0 SQMM X PAIR-10 Armoured (GI Steel Wire/Strip) Copper CABLE | https://drive.google.com/file/d/11HyQSUVbZJshPYl7JUn7tG2kvzlbBYi6/view?usp=sharing
1542 | LDC | Pair Cable - Overall Shielded-Armoured Instrumentation Cable | PAIR CABLE |  | - | Per Meter | Kei | 1092 | 40 % | 1820 | IN STOCK | Copper | Armoured (GI Steel Wire/Strip) | BLUE | Class 2 (Stranded) | PVC | PVC / XLPE | 1.5 | Overall Shielded (Aluminium Mylar Tape) |  | PAIR-10 | OEM | PVC | 1.5 SQMM X PAIR-10 Armoured (GI Steel Wire/Strip) Copper CABLE | https://drive.google.com/file/d/11HyQSUVbZJshPYl7JUn7tG2kvzlbBYi6/view?usp=sharing
1543 | LDC | Pair Cable - Overall Shielded-Armoured Instrumentation Cable | PAIR CABLE |  | - | Per Meter | Kei | 1674 | 40 % | 2790 | IN STOCK | Copper | Armoured (GI Steel Wire/Strip) | BLUE | Class 2 (Stranded) | PVC | PVC / XLPE | 2.5 | Overall Shielded (Aluminium Mylar Tape) |  | PAIR-10 | OEM | PVC | 2.5 SQMM X PAIR-10 Armoured (GI Steel Wire/Strip) Copper CABLE | https://drive.google.com/file/d/11HyQSUVbZJshPYl7JUn7tG2kvzlbBYi6/view?usp=sharing
1544 | LDC | Pair Cable - Overall Shielded-Armoured Instrumentation Cable | PAIR CABLE |  | - | Per Meter | Kei | 521.4 | 40 % | 869 | IN STOCK | Copper | Armoured (GI Steel Wire/Strip) | BLUE | Class 2 (Stranded) | PVC | PVC / XLPE | 0.5 | Overall Shielded (Aluminium Mylar Tape) |  | PAIR-12 | OEM | PVC | 0.5 SQMM X PAIR-12 Armoured (GI Steel Wire/Strip) Copper CABLE | https://drive.google.com/file/d/1O0PhKSatk0O6oFu7-XEeLRQJT45BAyfn/view?usp=sharing
1545 | LDC | Pair Cable - Overall Shielded-Armoured Instrumentation Cable | PAIR CABLE |  | - | Per Meter | Kei | 741 | 40 % | 1235 | IN STOCK | Copper | Armoured (GI Steel Wire/Strip) | BLUE | Class 2 (Stranded) | PVC | PVC / XLPE | 0.75 | Overall Shielded (Aluminium Mylar Tape) |  | PAIR-12 | OEM | PVC | 0.75 SQMM X PAIR-12 Armoured (GI Steel Wire/Strip) Copper CABLE | https://drive.google.com/file/d/1O0PhKSatk0O6oFu7-XEeLRQJT45BAyfn/view?usp=sharing
1546 | LDC | Pair Cable - Overall Shielded-Armoured Instrumentation Cable | PAIR CABLE |  | - | Per Meter | Kei | 873.6 | 40 % | 1456 | IN STOCK | Copper | Armoured (GI Steel Wire/Strip) | BLUE | Class 2 (Stranded) | PVC | PVC / XLPE | 1.0 | Overall Shielded (Aluminium Mylar Tape) |  | PAIR-12 | OEM | PVC | 1.0 SQMM X PAIR-12 Armoured (GI Steel Wire/Strip) Copper CABLE | https://drive.google.com/file/d/1O0PhKSatk0O6oFu7-XEeLRQJT45BAyfn/view?usp=sharing
1547 | LDC | Pair Cable - Overall Shielded-Armoured Instrumentation Cable | PAIR CABLE |  | - | Per Meter | Kei | 1201.2 | 40 % | 2002 | IN STOCK | Copper | Armoured (GI Steel Wire/Strip) | BLUE | Class 2 (Stranded) | PVC | PVC / XLPE | 1.5 | Overall Shielded (Aluminium Mylar Tape) |  | PAIR-12 | OEM | PVC | 1.5 SQMM X PAIR-12 Armoured (GI Steel Wire/Strip) Copper CABLE | https://drive.google.com/file/d/1O0PhKSatk0O6oFu7-XEeLRQJT45BAyfn/view?usp=sharing
1548 | LDC | Pair Cable - Overall Shielded-Armoured Instrumentation Cable | PAIR CABLE |  | - | Per Meter | Kei | 2015.4 | 40 % | 3359 | IN STOCK | Copper | Armoured (GI Steel Wire/Strip) | BLUE | Class 2 (Stranded) | PVC | PVC / XLPE | 2.5 | Overall Shielded (Aluminium Mylar Tape) |  | PAIR-12 | OEM | PVC | 2.5 SQMM X PAIR-12 Armoured (GI Steel Wire/Strip) Copper CABLE | https://drive.google.com/file/d/1O0PhKSatk0O6oFu7-XEeLRQJT45BAyfn/view?usp=sharing
1549 | LDC | Pair Cable - Overall Shielded-Armoured Instrumentation Cable | PAIR CABLE |  | - | Per Meter | Kei | 604.8 | 40 % | 1008 | IN STOCK | Copper | Armoured (GI Steel Wire/Strip) | BLUE | Class 2 (Stranded) | PVC | PVC / XLPE | 0.5 | Overall Shielded (Aluminium Mylar Tape) |  | PAIR-14 | OEM | PVC | 0.5 SQMM X PAIR-14 Armoured (GI Steel Wire/Strip) Copper CABLE | https://drive.google.com/file/d/1Pgjrf0FkeQUckB72LxdH4EVu3Vo48dGZ/view?usp=sharing
1550 | LDC | Pair Cable - Overall Shielded-Armoured Instrumentation Cable | PAIR CABLE |  | - | Per Meter | Kei | 838.2 | 40 % | 1397 | IN STOCK | Copper | Armoured (GI Steel Wire/Strip) | BLUE | Class 2 (Stranded) | PVC | PVC / XLPE | 0.75 | Overall Shielded (Aluminium Mylar Tape) |  | PAIR-14 | OEM | PVC | 0.75 SQMM X PAIR-14 Armoured (GI Steel Wire/Strip) Copper CABLE | https://drive.google.com/file/d/1Pgjrf0FkeQUckB72LxdH4EVu3Vo48dGZ/view?usp=sharing
1551 | LDC | Pair Cable - Overall Shielded-Armoured Instrumentation Cable | PAIR CABLE |  | - | Per Meter | Kei | 1058.4 | 40 % | 1764 | IN STOCK | Copper | Armoured (GI Steel Wire/Strip) | BLUE | Class 2 (Stranded) | PVC | PVC / XLPE | 1.0 | Overall Shielded (Aluminium Mylar Tape) |  | PAIR-14 | OEM | PVC | 1.0 SQMM X PAIR-14 Armoured (GI Steel Wire/Strip) Copper CABLE | https://drive.google.com/file/d/1Pgjrf0FkeQUckB72LxdH4EVu3Vo48dGZ/view?usp=sharing
1552 | LDC | Pair Cable - Overall Shielded-Armoured Instrumentation Cable | PAIR CABLE |  | - | Per Meter | Kei | 1475.4 | 40 % | 2459 | IN STOCK | Copper | Armoured (GI Steel Wire/Strip) | BLUE | Class 2 (Stranded) | PVC | PVC / XLPE | 1.5 | Overall Shielded (Aluminium Mylar Tape) |  | PAIR-14 | OEM | PVC | 1.5 SQMM X PAIR-14 Armoured (GI Steel Wire/Strip) Copper CABLE | https://drive.google.com/file/d/1Pgjrf0FkeQUckB72LxdH4EVu3Vo48dGZ/view?usp=sharing
1553 | LDC | Pair Cable - Overall Shielded-Armoured Instrumentation Cable | PAIR CABLE |  | - | Per Meter | Kei | 2272.8 | 40 % | 3788 | IN STOCK | Copper | Armoured (GI Steel Wire/Strip) | BLUE | Class 2 (Stranded) | PVC | PVC / XLPE | 2.5 | Overall Shielded (Aluminium Mylar Tape) |  | PAIR-14 | OEM | PVC | 2.5 SQMM X PAIR-14 Armoured (GI Steel Wire/Strip) Copper CABLE | https://drive.google.com/file/d/1Pgjrf0FkeQUckB72LxdH4EVu3Vo48dGZ/view?usp=sharing
1554 | LDC | Pair Cable - Overall Shielded-Armoured Instrumentation Cable | PAIR CABLE |  | - | Per Meter | Kei | 689.4 | 40 % | 1149 | IN STOCK | Copper | Armoured (GI Steel Wire/Strip) | BLUE | Class 2 (Stranded) | PVC | PVC / XLPE | 0.5 | Overall Shielded (Aluminium Mylar Tape) |  | PAIR-16 | OEM | PVC | 0.5 SQMM X PAIR-16 Armoured (GI Steel Wire/Strip) Copper CABLE | https://drive.google.com/file/d/12gDxg2BH6EcS2kqqvPxHfJy7lbpBRCWf/view?usp=sharing
1555 | LDC | Pair Cable - Overall Shielded-Armoured Instrumentation Cable | PAIR CABLE |  | - | Per Meter | Kei | 922.8 | 40 % | 1538 | IN STOCK | Copper | Armoured (GI Steel Wire/Strip) | BLUE | Class 2 (Stranded) | PVC | PVC / XLPE | 0.75 | Overall Shielded (Aluminium Mylar Tape) |  | PAIR-16 | OEM | PVC | 0.75 SQMM X PAIR-16 Armoured (GI Steel Wire/Strip) Copper CABLE | https://drive.google.com/file/d/12gDxg2BH6EcS2kqqvPxHfJy7lbpBRCWf/view?usp=sharing
1556 | LDC | Pair Cable - Overall Shielded-Armoured Instrumentation Cable | PAIR CABLE |  | - | Per Meter | Kei | 1196.4 | 40 % | 1994 | IN STOCK | Copper | Armoured (GI Steel Wire/Strip) | BLUE | Class 2 (Stranded) | PVC | PVC / XLPE | 1.0 | Overall Shielded (Aluminium Mylar Tape) |  | PAIR-16 | OEM | PVC | 1.0 SQMM X PAIR-16 Armoured (GI Steel Wire/Strip) Copper CABLE | https://drive.google.com/file/d/12gDxg2BH6EcS2kqqvPxHfJy7lbpBRCWf/view?usp=sharing
1557 | LDC | Pair Cable - Overall Shielded-Armoured Instrumentation Cable | PAIR CABLE |  | - | Per Meter | Kei | 1649.4 | 40 % | 2749 | IN STOCK | Copper | Armoured (GI Steel Wire/Strip) | BLUE | Class 2 (Stranded) | PVC | PVC / XLPE | 1.5 | Overall Shielded (Aluminium Mylar Tape) |  | PAIR-16 | OEM | PVC | 1.5 SQMM X PAIR-16 Armoured (GI Steel Wire/Strip) Copper CABLE | https://drive.google.com/file/d/12gDxg2BH6EcS2kqqvPxHfJy7lbpBRCWf/view?usp=sharing
1558 | LDC | Pair Cable - Overall Shielded-Armoured Instrumentation Cable | PAIR CABLE |  | - | Per Meter | Kei | 2581.2 | 40 % | 4302 | IN STOCK | Copper | Armoured (GI Steel Wire/Strip) | BLUE | Class 2 (Stranded) | PVC | PVC / XLPE | 2.5 | Overall Shielded (Aluminium Mylar Tape) |  | PAIR-16 | OEM | PVC | 2.5 SQMM X PAIR-16 Armoured (GI Steel Wire/Strip) Copper CABLE | https://drive.google.com/file/d/12gDxg2BH6EcS2kqqvPxHfJy7lbpBRCWf/view?usp=sharing
1559 | LDC | Pair Cable - Overall Shielded-Armoured Instrumentation Cable | PAIR CABLE |  | - | Per Meter | Kei | 784.2 | 40 % | 1307 | IN STOCK | Copper | Armoured (GI Steel Wire/Strip) | BLUE | Class 2 (Stranded) | PVC | PVC / XLPE | 0.5 | Overall Shielded (Aluminium Mylar Tape) |  | PAIR-19 | OEM | PVC | 0.5 SQMM X PAIR-19 Armoured (GI Steel Wire/Strip) Copper CABLE | https://drive.google.com/file/d/1F3PMEHf68TmLYgl3HZcprkmHWb3VwZaV/view?usp=sharing
1560 | LDC | Pair Cable - Overall Shielded-Armoured Instrumentation Cable | PAIR CABLE |  | - | Per Meter | Kei | 1092.6 | 40 % | 1821 | IN STOCK | Copper | Armoured (GI Steel Wire/Strip) | BLUE | Class 2 (Stranded) | PVC | PVC / XLPE | 0.75 | Overall Shielded (Aluminium Mylar Tape) |  | PAIR-19 | OEM | PVC | 0.75 SQMM X PAIR-19 Armoured (GI Steel Wire/Strip) Copper CABLE | https://drive.google.com/file/d/1F3PMEHf68TmLYgl3HZcprkmHWb3VwZaV/view?usp=sharing
1561 | LDC | Pair Cable - Overall Shielded-Armoured Instrumentation Cable | PAIR CABLE |  | - | Per Meter | Kei | 1392.6 | 40 % | 2321 | IN STOCK | Copper | Armoured (GI Steel Wire/Strip) | BLUE | Class 2 (Stranded) | PVC | PVC / XLPE | 1.0 | Overall Shielded (Aluminium Mylar Tape) |  | PAIR-19 | OEM | PVC | 1.0 SQMM X PAIR-19 Armoured (GI Steel Wire/Strip) Copper CABLE | https://drive.google.com/file/d/1F3PMEHf68TmLYgl3HZcprkmHWb3VwZaV/view?usp=sharing
1562 | LDC | Pair Cable - Overall Shielded-Armoured Instrumentation Cable | PAIR CABLE |  | - | Per Meter | Kei | 1927.2 | 40 % | 3212 | IN STOCK | Copper | Armoured (GI Steel Wire/Strip) | BLUE | Class 2 (Stranded) | PVC | PVC / XLPE | 1.5 | Overall Shielded (Aluminium Mylar Tape) |  | PAIR-19 | OEM | PVC | 1.5 SQMM X PAIR-19 Armoured (GI Steel Wire/Strip) Copper CABLE | https://drive.google.com/file/d/1F3PMEHf68TmLYgl3HZcprkmHWb3VwZaV/view?usp=sharing
1563 | LDC | Pair Cable - Overall Shielded-Armoured Instrumentation Cable | PAIR CABLE |  | - | Per Meter | Kei | 3024.6 | 40 % | 5041 | IN STOCK | Copper | Armoured (GI Steel Wire/Strip) | BLUE | Class 2 (Stranded) | PVC | PVC / XLPE | 2.5 | Overall Shielded (Aluminium Mylar Tape) |  | PAIR-19 | OEM | PVC | 2.5 SQMM X PAIR-19 Armoured (GI Steel Wire/Strip) Copper CABLE | https://drive.google.com/file/d/1F3PMEHf68TmLYgl3HZcprkmHWb3VwZaV/view?usp=sharing
1564 | LDC | Pair Cable - Overall Shielded-Armoured Instrumentation Cable | PAIR CABLE |  | - | Per Meter | Kei | 978.6 | 40 % | 1631 | IN STOCK | Copper | Armoured (GI Steel Wire/Strip) | BLUE | Class 2 (Stranded) | PVC | PVC / XLPE | 0.5 | Overall Shielded (Aluminium Mylar Tape) |  | PAIR-24 | OEM | PVC | 0.5 SQMM X PAIR-24 Armoured (GI Steel Wire/Strip) Copper CABLE | https://drive.google.com/file/d/1bYoKcmkmeviDMRyiK-HA1UV3QYslMEyb/view?usp=sharing
1565 | LDC | Pair Cable - Overall Shielded-Armoured Instrumentation Cable | PAIR CABLE |  | - | Per Meter | Kei | 1947 | 40 % | 3245 | IN STOCK | Copper | Armoured (GI Steel Wire/Strip) | BLUE | Class 2 (Stranded) | PVC | PVC / XLPE | 0.75 | Overall Shielded (Aluminium Mylar Tape) |  | PAIR-24 | OEM | PVC | 0.75 SQMM X PAIR-24 Armoured (GI Steel Wire/Strip) Copper CABLE | https://drive.google.com/file/d/1bYoKcmkmeviDMRyiK-HA1UV3QYslMEyb/view?usp=sharing
1566 | LDC | Pair Cable - Overall Shielded-Armoured Instrumentation Cable | PAIR CABLE |  | - | Per Meter | Kei | 1833.6 | 40 % | 3056 | IN STOCK | Copper | Armoured (GI Steel Wire/Strip) | BLUE | Class 2 (Stranded) | PVC | PVC / XLPE | 1.0 | Overall Shielded (Aluminium Mylar Tape) |  | PAIR-24 | OEM | PVC | 1.0 SQMM X PAIR-24 Armoured (GI Steel Wire/Strip) Copper CABLE | https://drive.google.com/file/d/1bYoKcmkmeviDMRyiK-HA1UV3QYslMEyb/view?usp=sharing
1567 | LDC | Pair Cable - Overall Shielded-Armoured Instrumentation Cable | PAIR CABLE |  | - | Per Meter | Kei | 2344.8 | 40 % | 3908 | IN STOCK | Copper | Armoured (GI Steel Wire/Strip) | BLUE | Class 2 (Stranded) | PVC | PVC / XLPE | 1.5 | Overall Shielded (Aluminium Mylar Tape) |  | PAIR-24 | OEM | PVC | 1.5 SQMM X PAIR-24 Armoured (GI Steel Wire/Strip) Copper CABLE | https://drive.google.com/file/d/1bYoKcmkmeviDMRyiK-HA1UV3QYslMEyb/view?usp=sharing
1568 | LDC | Pair Cable - Overall Shielded-Armoured Instrumentation Cable | PAIR CABLE |  | - | Per Meter | Kei | 3621 | 40 % | 6035 | IN STOCK | Copper | Armoured (GI Steel Wire/Strip) | BLUE | Class 2 (Stranded) | PVC | PVC / XLPE | 2.5 | Overall Shielded (Aluminium Mylar Tape) |  | PAIR-24 | OEM | PVC | 2.5 SQMM X PAIR-24 Armoured (GI Steel Wire/Strip) Copper CABLE | https://drive.google.com/file/d/1bYoKcmkmeviDMRyiK-HA1UV3QYslMEyb/view?usp=sharing
1569 | LDC | Quad Cable - Overall Shielded-Armoured Instrumentation Cable | QUAD CABLE |  |  | Per Meter | Kei | 0 | 40 % |  | IN STOCK | Copper | Armoured (GI Steel Wire/Strip) | BLUE | Class 2 (Stranded) | PVC | PVC / XLPE |  | Overall Shielded (Aluminium Mylar Tape) |  | QUAD | OEM | PVC | SQMM X QUAD Armoured (GI Steel Wire/Strip) Copper CABLE | https://drive.google.com/file/d/1NBDzpc2BA7rcTDOOmsklIr8ufqu16AXz/view?usp=drive_link
1570 | LDC | Triad Cable - Overall Shielded-Armoured Instrumentation Cable | TRIAD CABLE |  | - | Per Meter | Kei | 115.8 | 40 % | 193 | IN STOCK | Copper | Armoured (GI Steel Wire/Strip) | BLUE | Class 2 (Stranded) | PVC | PVC / XLPE | 0.5 | Overall Shielded (Aluminium Mylar Tape) |  | TRIAD-1 | OEM | PVC | 0.5 SQMM X TRIAD-1 Armoured (GI Steel Wire/Strip) Copper CABLE | https://drive.google.com/file/d/1uOpaO9ourAuinq8nKsSCH8cFhFmVrn1z/view?usp=sharing
1571 | LDC | Triad Cable - Overall Shielded-Armoured Instrumentation Cable | TRIAD CABLE |  | - | Per Meter | Kei | 142.2 | 40 % | 237 | IN STOCK | Copper | Armoured (GI Steel Wire/Strip) | BLUE | Class 2 (Stranded) | PVC | PVC / XLPE | 0.75 | Overall Shielded (Aluminium Mylar Tape) |  | TRIAD-1 | OEM | PVC | 0.75 SQMM X TRIAD-1 Armoured (GI Steel Wire/Strip) Copper CABLE | https://drive.google.com/file/d/1uOpaO9ourAuinq8nKsSCH8cFhFmVrn1z/view?usp=sharing
1572 | LDC | Triad Cable - Overall Shielded-Armoured Instrumentation Cable | TRIAD CABLE |  | - | Per Meter | Kei | 161.4 | 40 % | 269 | IN STOCK | Copper | Armoured (GI Steel Wire/Strip) | BLUE | Class 2 (Stranded) | PVC | PVC / XLPE | 1.0 | Overall Shielded (Aluminium Mylar Tape) |  | TRIAD-1 | OEM | PVC | 1.0 SQMM X TRIAD-1 Armoured (GI Steel Wire/Strip) Copper CABLE | https://drive.google.com/file/d/1uOpaO9ourAuinq8nKsSCH8cFhFmVrn1z/view?usp=sharing
1573 | LDC | Triad Cable - Overall Shielded-Armoured Instrumentation Cable | TRIAD CABLE |  | - | Per Meter | Kei | 208.8 | 40 % | 348 | IN STOCK | Copper | Armoured (GI Steel Wire/Strip) | BLUE | Class 2 (Stranded) | PVC | PVC / XLPE | 1.5 | Overall Shielded (Aluminium Mylar Tape) |  | TRIAD-1 | OEM | PVC | 1.5 SQMM X TRIAD-1 Armoured (GI Steel Wire/Strip) Copper CABLE | https://drive.google.com/file/d/1uOpaO9ourAuinq8nKsSCH8cFhFmVrn1z/view?usp=sharing
1574 | LDC | Triad Cable - Overall Shielded-Armoured Instrumentation Cable | TRIAD CABLE |  | - | Per Meter | Kei | 299.4 | 40 % | 499 | IN STOCK | Copper | Armoured (GI Steel Wire/Strip) | BLUE | Class 2 (Stranded) | PVC | PVC / XLPE | 2.5 | Overall Shielded (Aluminium Mylar Tape) |  | TRIAD-1 | OEM | PVC | 2.5 SQMM X TRIAD-1 Armoured (GI Steel Wire/Strip) Copper CABLE | https://drive.google.com/file/d/1uOpaO9ourAuinq8nKsSCH8cFhFmVrn1z/view?usp=sharing
1575 | LDC | Triad Cable - Overall Shielded-Armoured Instrumentation Cable | TRIAD CABLE |  | - | Per Meter | Kei | 202.2 | 40 % | 337 | IN STOCK | Copper | Armoured (GI Steel Wire/Strip) | BLUE | Class 2 (Stranded) | PVC | PVC / XLPE | 0.5 | Overall Shielded (Aluminium Mylar Tape) |  | TRIAD-2 | OEM | PVC | 0.5 SQMM X TRIAD-2 Armoured (GI Steel Wire/Strip) Copper CABLE | https://drive.google.com/file/d/1OlPSIJ6hRHk0nNc_H9zeF7TVN8sTopke/view?usp=sharing
1576 | LDC | Triad Cable - Overall Shielded-Armoured Instrumentation Cable | TRIAD CABLE |  | - | Per Meter | Kei | 264 | 40 % | 440 | IN STOCK | Copper | Armoured (GI Steel Wire/Strip) | BLUE | Class 2 (Stranded) | PVC | PVC / XLPE | 0.75 | Overall Shielded (Aluminium Mylar Tape) |  | TRIAD-2 | OEM | PVC | 0.75 SQMM X TRIAD-2 Armoured (GI Steel Wire/Strip) Copper CABLE | https://drive.google.com/file/d/1OlPSIJ6hRHk0nNc_H9zeF7TVN8sTopke/view?usp=sharing
1577 | LDC | Triad Cable - Overall Shielded-Armoured Instrumentation Cable | TRIAD CABLE |  | - | Per Meter | Kei | 293.4 | 40 % | 489 | IN STOCK | Copper | Armoured (GI Steel Wire/Strip) | BLUE | Class 2 (Stranded) | PVC | PVC / XLPE | 1.0 | Overall Shielded (Aluminium Mylar Tape) |  | TRIAD-2 | OEM | PVC | 1.0 SQMM X TRIAD-2 Armoured (GI Steel Wire/Strip) Copper CABLE | https://drive.google.com/file/d/1OlPSIJ6hRHk0nNc_H9zeF7TVN8sTopke/view?usp=sharing
1578 | LDC | Triad Cable - Overall Shielded-Armoured Instrumentation Cable | TRIAD CABLE |  | - | Per Meter | Kei | 380.4 | 40 % | 634 | IN STOCK | Copper | Armoured (GI Steel Wire/Strip) | BLUE | Class 2 (Stranded) | PVC | PVC / XLPE | 1.5 | Overall Shielded (Aluminium Mylar Tape) |  | TRIAD-2 | OEM | PVC | 1.5 SQMM X TRIAD-2 Armoured (GI Steel Wire/Strip) Copper CABLE | https://drive.google.com/file/d/1OlPSIJ6hRHk0nNc_H9zeF7TVN8sTopke/view?usp=sharing
1579 | LDC | Triad Cable - Overall Shielded-Armoured Instrumentation Cable | TRIAD CABLE |  | - | Per Meter | Kei | 579.6 | 40 % | 966 | IN STOCK | Copper | Armoured (GI Steel Wire/Strip) | BLUE | Class 2 (Stranded) | PVC | PVC / XLPE | 2.5 | Overall Shielded (Aluminium Mylar Tape) |  | TRIAD-2 | OEM | PVC | 2.5 SQMM X TRIAD-2 Armoured (GI Steel Wire/Strip) Copper CABLE | https://drive.google.com/file/d/1OlPSIJ6hRHk0nNc_H9zeF7TVN8sTopke/view?usp=sharing
1580 | LDC | Triad Cable - Overall Shielded-Armoured Instrumentation Cable | TRIAD CABLE |  | - | Per Meter | Kei | 291.6 | 40 % | 486 | IN STOCK | Copper | Armoured (GI Steel Wire/Strip) | BLUE | Class 2 (Stranded) | PVC | PVC / XLPE | 0.5 | Overall Shielded (Aluminium Mylar Tape) |  | TRIAD-3 | OEM | PVC | 0.5 SQMM X TRIAD-3 Armoured (GI Steel Wire/Strip) Copper CABLE | https://drive.google.com/file/d/1xpe8iEgCdxFaQSJtn3XOshR2fM8Eu4na/view?usp=sharing
1581 | LDC | Triad Cable - Overall Shielded-Armoured Instrumentation Cable | TRIAD CABLE |  | - | Per Meter | Kei | 367.2 | 40 % | 612 | IN STOCK | Copper | Armoured (GI Steel Wire/Strip) | BLUE | Class 2 (Stranded) | PVC | PVC / XLPE | 0.75 | Overall Shielded (Aluminium Mylar Tape) |  | TRIAD-3 | OEM | PVC | 0.75 SQMM X TRIAD-3 Armoured (GI Steel Wire/Strip) Copper CABLE | https://drive.google.com/file/d/1xpe8iEgCdxFaQSJtn3XOshR2fM8Eu4na/view?usp=sharing
1582 | LDC | Triad Cable - Overall Shielded-Armoured Instrumentation Cable | TRIAD CABLE |  | - | Per Meter | Kei | 420 | 40 % | 700 | IN STOCK | Copper | Armoured (GI Steel Wire/Strip) | BLUE | Class 2 (Stranded) | PVC | PVC / XLPE | 1.0 | Overall Shielded (Aluminium Mylar Tape) |  | TRIAD-3 | OEM | PVC | 1.0 SQMM X TRIAD-3 Armoured (GI Steel Wire/Strip) Copper CABLE | https://drive.google.com/file/d/1xpe8iEgCdxFaQSJtn3XOshR2fM8Eu4na/view?usp=sharing
1583 | LDC | Triad Cable - Overall Shielded-Armoured Instrumentation Cable | TRIAD CABLE |  | - | Per Meter | Kei | 551.4 | 40 % | 919 | IN STOCK | Copper | Armoured (GI Steel Wire/Strip) | BLUE | Class 2 (Stranded) | PVC | PVC / XLPE | 1.5 | Overall Shielded (Aluminium Mylar Tape) |  | TRIAD-3 | OEM | PVC | 1.5 SQMM X TRIAD-3 Armoured (GI Steel Wire/Strip) Copper CABLE | https://drive.google.com/file/d/1xpe8iEgCdxFaQSJtn3XOshR2fM8Eu4na/view?usp=sharing
1584 | LDC | Triad Cable - Overall Shielded-Armoured Instrumentation Cable | TRIAD CABLE |  | - | Per Meter | Kei | 814.8 | 40 % | 1358 | IN STOCK | Copper | Armoured (GI Steel Wire/Strip) | BLUE | Class 2 (Stranded) | PVC | PVC / XLPE | 2.5 | Overall Shielded (Aluminium Mylar Tape) |  | TRIAD-3 | OEM | PVC | 2.5 SQMM X TRIAD-3 Armoured (GI Steel Wire/Strip) Copper CABLE | https://drive.google.com/file/d/1xpe8iEgCdxFaQSJtn3XOshR2fM8Eu4na/view?usp=sharing
1585 | LDC | Triad Cable - Overall Shielded-Armoured Instrumentation Cable | TRIAD CABLE |  | - | Per Meter | Kei | 318 | 40 % | 530 | IN STOCK | Copper | Armoured (GI Steel Wire/Strip) | BLUE | Class 2 (Stranded) | PVC | PVC / XLPE | 0.5 | Overall Shielded (Aluminium Mylar Tape) |  | TRIAD-4 | OEM | PVC | 0.5 SQMM X TRIAD-4 Armoured (GI Steel Wire/Strip) Copper CABLE | https://drive.google.com/file/d/1xpe8iEgCdxFaQSJtn3XOshR2fM8Eu4na/view?usp=sharing
1586 | LDC | Triad Cable - Overall Shielded-Armoured Instrumentation Cable | TRIAD CABLE |  | - | Per Meter | Kei | 433.8 | 40 % | 723 | IN STOCK | Copper | Armoured (GI Steel Wire/Strip) | BLUE | Class 2 (Stranded) | PVC | PVC / XLPE | 0.75 | Overall Shielded (Aluminium Mylar Tape) |  | TRIAD-4 | OEM | PVC | 0.75 SQMM X TRIAD-4 Armoured (GI Steel Wire/Strip) Copper CABLE | https://drive.google.com/file/d/1xpe8iEgCdxFaQSJtn3XOshR2fM8Eu4na/view?usp=sharing
1587 | LDC | Triad Cable - Overall Shielded-Armoured Instrumentation Cable | TRIAD CABLE |  | - | Per Meter | Kei | 501 | 40 % | 835 | IN STOCK | Copper | Armoured (GI Steel Wire/Strip) | BLUE | Class 2 (Stranded) | PVC | PVC / XLPE | 1.0 | Overall Shielded (Aluminium Mylar Tape) |  | TRIAD-4 | OEM | PVC | 1.0 SQMM X TRIAD-4 Armoured (GI Steel Wire/Strip) Copper CABLE | https://drive.google.com/file/d/1xpe8iEgCdxFaQSJtn3XOshR2fM8Eu4na/view?usp=sharing
1588 | LDC | Triad Cable - Overall Shielded-Armoured Instrumentation Cable | TRIAD CABLE |  | - | Per Meter | Kei | 649.8 | 40 % | 1083 | IN STOCK | Copper | Armoured (GI Steel Wire/Strip) | BLUE | Class 2 (Stranded) | PVC | PVC / XLPE | 1.5 | Overall Shielded (Aluminium Mylar Tape) |  | TRIAD-4 | OEM | PVC | 1.5 SQMM X TRIAD-4 Armoured (GI Steel Wire/Strip) Copper CABLE | https://drive.google.com/file/d/1xpe8iEgCdxFaQSJtn3XOshR2fM8Eu4na/view?usp=sharing
1589 | LDC | Triad Cable - Overall Shielded-Armoured Instrumentation Cable | TRIAD CABLE |  | - | Per Meter | Kei | 1071.6 | 40 % | 1786 | IN STOCK | Copper | Armoured (GI Steel Wire/Strip) | BLUE | Class 2 (Stranded) | PVC | PVC / XLPE | 2.5 | Overall Shielded (Aluminium Mylar Tape) |  | TRIAD-4 | OEM | PVC | 2.5 SQMM X TRIAD-4 Armoured (GI Steel Wire/Strip) Copper CABLE | https://drive.google.com/file/d/1xpe8iEgCdxFaQSJtn3XOshR2fM8Eu4na/view?usp=sharing
1590 | LDC | Triad Cable - Overall Shielded-Armoured Instrumentation Cable | TRIAD CABLE |  | - | Per Meter | Kei | 406.8 | 40 % | 678 | IN STOCK | Copper | Armoured (GI Steel Wire/Strip) | BLUE | Class 2 (Stranded) | PVC | PVC / XLPE | 0.5 | Overall Shielded (Aluminium Mylar Tape) |  | TRIAD-5 | OEM | PVC | 0.5 SQMM X TRIAD-5 Armoured (GI Steel Wire/Strip) Copper CABLE | https://drive.google.com/file/d/1xpe8iEgCdxFaQSJtn3XOshR2fM8Eu4na/view?usp=sharing
1591 | LDC | Triad Cable - Overall Shielded-Armoured Instrumentation Cable | TRIAD CABLE |  | - | Per Meter | Kei | 540 | 40 % | 900 | IN STOCK | Copper | Armoured (GI Steel Wire/Strip) | BLUE | Class 2 (Stranded) | PVC | PVC / XLPE | 0.75 | Overall Shielded (Aluminium Mylar Tape) |  | TRIAD-5 | OEM | PVC | 0.75 SQMM X TRIAD-5 Armoured (GI Steel Wire/Strip) Copper CABLE | https://drive.google.com/file/d/1xpe8iEgCdxFaQSJtn3XOshR2fM8Eu4na/view?usp=sharing
1592 | LDC | Triad Cable - Overall Shielded-Armoured Instrumentation Cable | TRIAD CABLE |  | - | Per Meter | Kei | 627.6 | 40 % | 1046 | IN STOCK | Copper | Armoured (GI Steel Wire/Strip) | BLUE | Class 2 (Stranded) | PVC | PVC / XLPE | 1.0 | Overall Shielded (Aluminium Mylar Tape) |  | TRIAD-5 | OEM | PVC | 1.0 SQMM X TRIAD-5 Armoured (GI Steel Wire/Strip) Copper CABLE | https://drive.google.com/file/d/1xpe8iEgCdxFaQSJtn3XOshR2fM8Eu4na/view?usp=sharing
1593 | LDC | Triad Cable - Overall Shielded-Armoured Instrumentation Cable | TRIAD CABLE |  | - | Per Meter | Kei | 848.4 | 40 % | 1414 | IN STOCK | Copper | Armoured (GI Steel Wire/Strip) | BLUE | Class 2 (Stranded) | PVC | PVC / XLPE | 1.5 | Overall Shielded (Aluminium Mylar Tape) |  | TRIAD-5 | OEM | PVC | 1.5 SQMM X TRIAD-5 Armoured (GI Steel Wire/Strip) Copper CABLE | https://drive.google.com/file/d/1xpe8iEgCdxFaQSJtn3XOshR2fM8Eu4na/view?usp=sharing
1594 | LDC | Triad Cable - Overall Shielded-Armoured Instrumentation Cable | TRIAD CABLE |  | - | Per Meter | Kei | 1261.8 | 40 % | 2103 | IN STOCK | Copper | Armoured (GI Steel Wire/Strip) | BLUE | Class 2 (Stranded) | PVC | PVC / XLPE | 2.5 | Overall Shielded (Aluminium Mylar Tape) |  | TRIAD-5 | OEM | PVC | 2.5 SQMM X TRIAD-5 Armoured (GI Steel Wire/Strip) Copper CABLE | https://drive.google.com/file/d/1xpe8iEgCdxFaQSJtn3XOshR2fM8Eu4na/view?usp=sharing
1595 | LDC | Triad Cable - Overall Shielded-Armoured Instrumentation Cable | TRIAD CABLE |  | - | Per Meter | Kei | 468.6 | 40 % | 781 | IN STOCK | Copper | Armoured (GI Steel Wire/Strip) | BLUE | Class 2 (Stranded) | PVC | PVC / XLPE | 0.5 | Overall Shielded (Aluminium Mylar Tape) |  | TRIAD-6 | OEM | PVC | 0.5 SQMM X TRIAD-6 Armoured (GI Steel Wire/Strip) Copper CABLE | https://drive.google.com/file/d/1McnQmQq6KwF13l2LCzc1oXOSILQZ30kI/view?usp=sharing
1596 | LDC | Triad Cable - Overall Shielded-Armoured Instrumentation Cable | TRIAD CABLE |  | - | Per Meter | Kei | 624 | 40 % | 1040 | IN STOCK | Copper | Armoured (GI Steel Wire/Strip) | BLUE | Class 2 (Stranded) | PVC | PVC / XLPE | 0.75 | Overall Shielded (Aluminium Mylar Tape) |  | TRIAD-6 | OEM | PVC | 0.75 SQMM X TRIAD-6 Armoured (GI Steel Wire/Strip) Copper CABLE | https://drive.google.com/file/d/1McnQmQq6KwF13l2LCzc1oXOSILQZ30kI/view?usp=sharing
1597 | LDC | Triad Cable - Overall Shielded-Armoured Instrumentation Cable | TRIAD CABLE |  | - | Per Meter | Kei | 738 | 40 % | 1230 | IN STOCK | Copper | Armoured (GI Steel Wire/Strip) | BLUE | Class 2 (Stranded) | PVC | PVC / XLPE | 1.0 | Overall Shielded (Aluminium Mylar Tape) |  | TRIAD-6 | OEM | PVC | 1.0 SQMM X TRIAD-6 Armoured (GI Steel Wire/Strip) Copper CABLE | https://drive.google.com/file/d/1McnQmQq6KwF13l2LCzc1oXOSILQZ30kI/view?usp=sharing
1598 | LDC | Triad Cable - Overall Shielded-Armoured Instrumentation Cable | TRIAD CABLE |  | - | Per Meter | Kei | 979.2 | 40 % | 1632 | IN STOCK | Copper | Armoured (GI Steel Wire/Strip) | BLUE | Class 2 (Stranded) | PVC | PVC / XLPE | 1.5 | Overall Shielded (Aluminium Mylar Tape) |  | TRIAD-6 | OEM | PVC | 1.5 SQMM X TRIAD-6 Armoured (GI Steel Wire/Strip) Copper CABLE | https://drive.google.com/file/d/1McnQmQq6KwF13l2LCzc1oXOSILQZ30kI/view?usp=sharing
1599 | LDC | Triad Cable - Overall Shielded-Armoured Instrumentation Cable | TRIAD CABLE |  | - | Per Meter | Kei | 1483.8 | 40 % | 2473 | IN STOCK | Copper | Armoured (GI Steel Wire/Strip) | BLUE | Class 2 (Stranded) | PVC | PVC / XLPE | 2.5 | Overall Shielded (Aluminium Mylar Tape) |  | TRIAD-6 | OEM | PVC | 2.5 SQMM X TRIAD-6 Armoured (GI Steel Wire/Strip) Copper CABLE | https://drive.google.com/file/d/1McnQmQq6KwF13l2LCzc1oXOSILQZ30kI/view?usp=sharing
1600 | LDC | Triad Cable - Overall Shielded-Armoured Instrumentation Cable | TRIAD CABLE |  | - | Per Meter | Kei | 519 | 40 % | 865 | IN STOCK | Copper | Armoured (GI Steel Wire/Strip) | BLUE | Class 2 (Stranded) | PVC | PVC / XLPE | 0.5 | Overall Shielded (Aluminium Mylar Tape) |  | TRIAD-7 | OEM | PVC | 0.5 SQMM X TRIAD-7 Armoured (GI Steel Wire/Strip) Copper CABLE | https://drive.google.com/file/d/1vPegxDF38NimSF1VDIcsBDzATIR6oPZt/view?usp=sharing
1601 | LDC | Triad Cable - Overall Shielded-Armoured Instrumentation Cable | TRIAD CABLE |  | - | Per Meter | Kei | 691.8 | 40 % | 1153 | IN STOCK | Copper | Armoured (GI Steel Wire/Strip) | BLUE | Class 2 (Stranded) | PVC | PVC / XLPE | 0.75 | Overall Shielded (Aluminium Mylar Tape) |  | TRIAD-7 | OEM | PVC | 0.75 SQMM X TRIAD-7 Armoured (GI Steel Wire/Strip) Copper CABLE | https://drive.google.com/file/d/1vPegxDF38NimSF1VDIcsBDzATIR6oPZt/view?usp=sharing
1602 | LDC | Triad Cable - Overall Shielded-Armoured Instrumentation Cable | TRIAD CABLE |  | - | Per Meter | Kei | 822.6 | 40 % | 1371 | IN STOCK | Copper | Armoured (GI Steel Wire/Strip) | BLUE | Class 2 (Stranded) | PVC | PVC / XLPE | 1.0 | Overall Shielded (Aluminium Mylar Tape) |  | TRIAD-7 | OEM | PVC | 1.0 SQMM X TRIAD-7 Armoured (GI Steel Wire/Strip) Copper CABLE | https://drive.google.com/file/d/1vPegxDF38NimSF1VDIcsBDzATIR6oPZt/view?usp=sharing
1603 | LDC | Triad Cable - Overall Shielded-Armoured Instrumentation Cable | TRIAD CABLE |  | - | Per Meter | Kei | 1102.8 | 40 % | 1838 | IN STOCK | Copper | Armoured (GI Steel Wire/Strip) | BLUE | Class 2 (Stranded) | PVC | PVC / XLPE | 1.5 | Overall Shielded (Aluminium Mylar Tape) |  | TRIAD-7 | OEM | PVC | 1.5 SQMM X TRIAD-7 Armoured (GI Steel Wire/Strip) Copper CABLE | https://drive.google.com/file/d/1vPegxDF38NimSF1VDIcsBDzATIR6oPZt/view?usp=sharing
1604 | LDC | Triad Cable - Overall Shielded-Armoured Instrumentation Cable | TRIAD CABLE |  | - | Per Meter | Kei | 1689.6 | 40 % | 2816 | IN STOCK | Copper | Armoured (GI Steel Wire/Strip) | BLUE | Class 2 (Stranded) | PVC | PVC / XLPE | 2.5 | Overall Shielded (Aluminium Mylar Tape) |  | TRIAD-7 | OEM | PVC | 2.5 SQMM X TRIAD-7 Armoured (GI Steel Wire/Strip) Copper CABLE | https://drive.google.com/file/d/1vPegxDF38NimSF1VDIcsBDzATIR6oPZt/view?usp=sharing
1605 | LDC | Triad Cable - Overall Shielded-Armoured Instrumentation Cable | TRIAD CABLE |  | - | Per Meter | Kei | 553.8 | 40 % | 923 | IN STOCK | Copper | Armoured (GI Steel Wire/Strip) | BLUE | Class 2 (Stranded) | PVC | PVC / XLPE | 0.5 | Overall Shielded (Aluminium Mylar Tape) |  | TRIAD-8 | OEM | PVC | 0.5 SQMM X TRIAD-8 Armoured (GI Steel Wire/Strip) Copper CABLE | https://drive.google.com/file/d/1aux1liZsGqD4vxAYcmB355cBPLF68HO6/view?usp=sharing
1606 | LDC | Triad Cable - Overall Shielded-Armoured Instrumentation Cable | TRIAD CABLE |  | - | Per Meter | Kei | 754.8 | 40 % | 1258 | IN STOCK | Copper | Armoured (GI Steel Wire/Strip) | BLUE | Class 2 (Stranded) | PVC | PVC / XLPE | 0.75 | Overall Shielded (Aluminium Mylar Tape) |  | TRIAD-8 | OEM | PVC | 0.75 SQMM X TRIAD-8 Armoured (GI Steel Wire/Strip) Copper CABLE | https://drive.google.com/file/d/1aux1liZsGqD4vxAYcmB355cBPLF68HO6/view?usp=sharing
1607 | LDC | Triad Cable - Overall Shielded-Armoured Instrumentation Cable | TRIAD CABLE |  | - | Per Meter | Kei | 853.2 | 40 % | 1422 | IN STOCK | Copper | Armoured (GI Steel Wire/Strip) | BLUE | Class 2 (Stranded) | PVC | PVC / XLPE | 1.0 | Overall Shielded (Aluminium Mylar Tape) |  | TRIAD-8 | OEM | PVC | 1.0 SQMM X TRIAD-8 Armoured (GI Steel Wire/Strip) Copper CABLE | https://drive.google.com/file/d/1aux1liZsGqD4vxAYcmB355cBPLF68HO6/view?usp=sharing
1608 | LDC | Triad Cable - Overall Shielded-Armoured Instrumentation Cable | TRIAD CABLE |  | - | Per Meter | Kei | 1176 | 40 % | 1960 | IN STOCK | Copper | Armoured (GI Steel Wire/Strip) | BLUE | Class 2 (Stranded) | PVC | PVC / XLPE | 1.5 | Overall Shielded (Aluminium Mylar Tape) |  | TRIAD-8 | OEM | PVC | 1.5 SQMM X TRIAD-8 Armoured (GI Steel Wire/Strip) Copper CABLE | https://drive.google.com/file/d/1aux1liZsGqD4vxAYcmB355cBPLF68HO6/view?usp=sharing
1609 | LDC | Triad Cable - Overall Shielded-Armoured Instrumentation Cable | TRIAD CABLE |  | - | Per Meter | Kei | 1947 | 40 % | 3245 | IN STOCK | Copper | Armoured (GI Steel Wire/Strip) | BLUE | Class 2 (Stranded) | PVC | PVC / XLPE | 2.5 | Overall Shielded (Aluminium Mylar Tape) |  | TRIAD-8 | OEM | PVC | 2.5 SQMM X TRIAD-8 Armoured (GI Steel Wire/Strip) Copper CABLE | https://drive.google.com/file/d/1aux1liZsGqD4vxAYcmB355cBPLF68HO6/view?usp=sharing
1610 | LDC | Triad Cable - Overall Shielded-Armoured Instrumentation Cable | TRIAD CABLE |  | - | Per Meter | Kei | 691.2 | 40 % | 1152 | IN STOCK | Copper | Armoured (GI Steel Wire/Strip) | BLUE | Class 2 (Stranded) | PVC | PVC / XLPE | 0.5 | Overall Shielded (Aluminium Mylar Tape) |  | TRIAD-10 | OEM | PVC | 0.5 SQMM X TRIAD-10 Armoured (GI Steel Wire/Strip) Copper CABLE | https://drive.google.com/file/d/1-isnRxeW0RxVjR8diBmKtHE0UwLXQrYH/view?usp=sharing
1611 | LDC | Triad Cable - Overall Shielded-Armoured Instrumentation Cable | TRIAD CABLE |  | - | Per Meter | Kei | 943.8 | 40 % | 1573 | IN STOCK | Copper | Armoured (GI Steel Wire/Strip) | BLUE | Class 2 (Stranded) | PVC | PVC / XLPE | 0.75 | Overall Shielded (Aluminium Mylar Tape) |  | TRIAD-10 | OEM | PVC | 0.75 SQMM X TRIAD-10 Armoured (GI Steel Wire/Strip) Copper CABLE | https://drive.google.com/file/d/1-isnRxeW0RxVjR8diBmKtHE0UwLXQrYH/view?usp=sharing
1612 | LDC | Triad Cable - Overall Shielded-Armoured Instrumentation Cable | TRIAD CABLE |  | - | Per Meter | Kei | 1119.6 | 40 % | 1866 | IN STOCK | Copper | Armoured (GI Steel Wire/Strip) | BLUE | Class 2 (Stranded) | PVC | PVC / XLPE | 1.0 | Overall Shielded (Aluminium Mylar Tape) |  | TRIAD-10 | OEM | PVC | 1.0 SQMM X TRIAD-10 Armoured (GI Steel Wire/Strip) Copper CABLE | https://drive.google.com/file/d/1-isnRxeW0RxVjR8diBmKtHE0UwLXQrYH/view?usp=sharing
1613 | LDC | Triad Cable - Overall Shielded-Armoured Instrumentation Cable | TRIAD CABLE |  | - | Per Meter | Kei | 1540.8 | 40 % | 2568 | IN STOCK | Copper | Armoured (GI Steel Wire/Strip) | BLUE | Class 2 (Stranded) | PVC | PVC / XLPE | 1.5 | Overall Shielded (Aluminium Mylar Tape) |  | TRIAD-10 | OEM | PVC | 1.5 SQMM X TRIAD-10 Armoured (GI Steel Wire/Strip) Copper CABLE | https://drive.google.com/file/d/1-isnRxeW0RxVjR8diBmKtHE0UwLXQrYH/view?usp=sharing
1614 | LDC | Triad Cable - Overall Shielded-Armoured Instrumentation Cable | TRIAD CABLE |  | - | Per Meter | Kei | 2377.2 | 40 % | 3962 | IN STOCK | Copper | Armoured (GI Steel Wire/Strip) | BLUE | Class 2 (Stranded) | PVC | PVC / XLPE | 2.5 | Overall Shielded (Aluminium Mylar Tape) |  | TRIAD-10 | OEM | PVC | 2.5 SQMM X TRIAD-10 Armoured (GI Steel Wire/Strip) Copper CABLE | https://drive.google.com/file/d/1-isnRxeW0RxVjR8diBmKtHE0UwLXQrYH/view?usp=sharing
1615 | LDC | Triad Cable - Overall Shielded-Armoured Instrumentation Cable | TRIAD CABLE |  | - | Per Meter | Kei | 786 | 40 % | 1310 | IN STOCK | Copper | Armoured (GI Steel Wire/Strip) | BLUE | Class 2 (Stranded) | PVC | PVC / XLPE | 0.5 | Overall Shielded (Aluminium Mylar Tape) |  | TRIAD-12 | OEM | PVC | 0.5 SQMM X TRIAD-12 Armoured (GI Steel Wire/Strip) Copper CABLE | https://drive.google.com/file/d/1JE9HR3nl1DtYNEJOUjKEYto4hbYAI30a/view?usp=sharing
1616 | LDC | Triad Cable - Overall Shielded-Armoured Instrumentation Cable | TRIAD CABLE |  | - | Per Meter | Kei | 1083.6 | 40 % | 1806 | IN STOCK | Copper | Armoured (GI Steel Wire/Strip) | BLUE | Class 2 (Stranded) | PVC | PVC / XLPE | 0.75 | Overall Shielded (Aluminium Mylar Tape) |  | TRIAD-12 | OEM | PVC | 0.75 SQMM X TRIAD-12 Armoured (GI Steel Wire/Strip) Copper CABLE | https://drive.google.com/file/d/1JE9HR3nl1DtYNEJOUjKEYto4hbYAI30a/view?usp=sharing
1617 | LDC | Triad Cable - Overall Shielded-Armoured Instrumentation Cable | TRIAD CABLE |  | - | Per Meter | Kei | 1311 | 40 % | 2185 | IN STOCK | Copper | Armoured (GI Steel Wire/Strip) | BLUE | Class 2 (Stranded) | PVC | PVC / XLPE | 1.0 | Overall Shielded (Aluminium Mylar Tape) |  | TRIAD-12 | OEM | PVC | 1.0 SQMM X TRIAD-12 Armoured (GI Steel Wire/Strip) Copper CABLE | https://drive.google.com/file/d/1JE9HR3nl1DtYNEJOUjKEYto4hbYAI30a/view?usp=sharing
1618 | LDC | Triad Cable - Overall Shielded-Armoured Instrumentation Cable | TRIAD CABLE |  | - | Per Meter | Kei | 1799.4 | 40 % | 2999 | IN STOCK | Copper | Armoured (GI Steel Wire/Strip) | BLUE | Class 2 (Stranded) | PVC | PVC / XLPE | 1.5 | Overall Shielded (Aluminium Mylar Tape) |  | TRIAD-12 | OEM | PVC | 1.5 SQMM X TRIAD-12 Armoured (GI Steel Wire/Strip) Copper CABLE | https://drive.google.com/file/d/1JE9HR3nl1DtYNEJOUjKEYto4hbYAI30a/view?usp=sharing
1619 | LDC | Triad Cable - Overall Shielded-Armoured Instrumentation Cable | TRIAD CABLE |  | - | Per Meter | Kei | 2812.2 | 40 % | 4687 | IN STOCK | Copper | Armoured (GI Steel Wire/Strip) | BLUE | Class 2 (Stranded) | PVC | PVC / XLPE | 2.5 | Overall Shielded (Aluminium Mylar Tape) |  | TRIAD-12 | OEM | PVC | 2.5 SQMM X TRIAD-12 Armoured (GI Steel Wire/Strip) Copper CABLE | https://drive.google.com/file/d/1JE9HR3nl1DtYNEJOUjKEYto4hbYAI30a/view?usp=sharing
1620 | LDC | Triad Cable - Overall Shielded-Armoured Instrumentation Cable | TRIAD CABLE |  | - | Per Meter | Kei | 894.6 | 40 % | 1491 | IN STOCK | Copper | Armoured (GI Steel Wire/Strip) | BLUE | Class 2 (Stranded) | PVC | PVC / XLPE | 0.5 | Overall Shielded (Aluminium Mylar Tape) |  | TRIAD-14 | OEM | PVC | 0.5 SQMM X TRIAD-14 Armoured (GI Steel Wire/Strip) Copper CABLE | https://drive.google.com/file/d/1Ja7BJ5__wBLAZl_oMr9pWgNdmJOKvp6S/view?usp=sharing
1621 | LDC | Triad Cable - Overall Shielded-Armoured Instrumentation Cable | TRIAD CABLE |  | - | Per Meter | Kei | 1239 | 40 % | 2065 | IN STOCK | Copper | Armoured (GI Steel Wire/Strip) | BLUE | Class 2 (Stranded) | PVC | PVC / XLPE | 0.75 | Overall Shielded (Aluminium Mylar Tape) |  | TRIAD-14 | OEM | PVC | 0.75 SQMM X TRIAD-14 Armoured (GI Steel Wire/Strip) Copper CABLE | https://drive.google.com/file/d/1Ja7BJ5__wBLAZl_oMr9pWgNdmJOKvp6S/view?usp=sharing
1622 | LDC | Triad Cable - Overall Shielded-Armoured Instrumentation Cable | TRIAD CABLE |  | - | Per Meter | Kei | 1500 | 40 % | 2500 | IN STOCK | Copper | Armoured (GI Steel Wire/Strip) | BLUE | Class 2 (Stranded) | PVC | PVC / XLPE | 1.0 | Overall Shielded (Aluminium Mylar Tape) |  | TRIAD-14 | OEM | PVC | 1.0 SQMM X TRIAD-14 Armoured (GI Steel Wire/Strip) Copper CABLE | https://drive.google.com/file/d/1Ja7BJ5__wBLAZl_oMr9pWgNdmJOKvp6S/view?usp=sharing
1623 | LDC | Triad Cable - Overall Shielded-Armoured Instrumentation Cable | TRIAD CABLE |  | - | Per Meter | Kei | 2067 | 40 % | 3445 | IN STOCK | Copper | Armoured (GI Steel Wire/Strip) | BLUE | Class 2 (Stranded) | PVC | PVC / XLPE | 1.5 | Overall Shielded (Aluminium Mylar Tape) |  | TRIAD-14 | OEM | PVC | 1.5 SQMM X TRIAD-14 Armoured (GI Steel Wire/Strip) Copper CABLE | https://drive.google.com/file/d/1Ja7BJ5__wBLAZl_oMr9pWgNdmJOKvp6S/view?usp=sharing
1624 | LDC | Triad Cable - Overall Shielded-Armoured Instrumentation Cable | TRIAD CABLE |  | - | Per Meter | Kei | 3237.6 | 40 % | 5396 | IN STOCK | Copper | Armoured (GI Steel Wire/Strip) | BLUE | Class 2 (Stranded) | PVC | PVC / XLPE | 2.5 | Overall Shielded (Aluminium Mylar Tape) |  | TRIAD-14 | OEM | PVC | 2.5 SQMM X TRIAD-14 Armoured (GI Steel Wire/Strip) Copper CABLE | https://drive.google.com/file/d/1Ja7BJ5__wBLAZl_oMr9pWgNdmJOKvp6S/view?usp=sharing
1625 | LDC | Triad Cable - Overall Shielded-Armoured Instrumentation Cable | TRIAD CABLE |  | - | Per Meter | Kei | 991.8 | 40 % | 1653 | IN STOCK | Copper | Armoured (GI Steel Wire/Strip) | BLUE | Class 2 (Stranded) | PVC | PVC / XLPE | 0.5 | Overall Shielded (Aluminium Mylar Tape) |  | TRIAD-16 | OEM | PVC | 0.5 SQMM X TRIAD-16 Armoured (GI Steel Wire/Strip) Copper CABLE | https://drive.google.com/file/d/1EyPgzI4XDGrcSo39PcL5V0W6ds5IafMC/view?usp=sharing
1626 | LDC | Triad Cable - Overall Shielded-Armoured Instrumentation Cable | TRIAD CABLE |  | - | Per Meter | Kei | 1380.6 | 40 % | 2301 | IN STOCK | Copper | Armoured (GI Steel Wire/Strip) | BLUE | Class 2 (Stranded) | PVC | PVC / XLPE | 0.75 | Overall Shielded (Aluminium Mylar Tape) |  | TRIAD-16 | OEM | PVC | 0.75 SQMM X TRIAD-16 Armoured (GI Steel Wire/Strip) Copper CABLE | https://drive.google.com/file/d/1EyPgzI4XDGrcSo39PcL5V0W6ds5IafMC/view?usp=sharing
1627 | LDC | Triad Cable - Overall Shielded-Armoured Instrumentation Cable | TRIAD CABLE |  | - | Per Meter | Kei | 1686.6 | 40 % | 2811 | IN STOCK | Copper | Armoured (GI Steel Wire/Strip) | BLUE | Class 2 (Stranded) | PVC | PVC / XLPE | 1.0 | Overall Shielded (Aluminium Mylar Tape) |  | TRIAD-16 | OEM | PVC | 1.0 SQMM X TRIAD-16 Armoured (GI Steel Wire/Strip) Copper CABLE | https://drive.google.com/file/d/1EyPgzI4XDGrcSo39PcL5V0W6ds5IafMC/view?usp=sharing
1628 | LDC | Triad Cable - Overall Shielded-Armoured Instrumentation Cable | TRIAD CABLE |  | - | Per Meter | Kei | 2341.8 | 40 % | 3903 | IN STOCK | Copper | Armoured (GI Steel Wire/Strip) | BLUE | Class 2 (Stranded) | PVC | PVC / XLPE | 1.5 | Overall Shielded (Aluminium Mylar Tape) |  | TRIAD-16 | OEM | PVC | 1.5 SQMM X TRIAD-16 Armoured (GI Steel Wire/Strip) Copper CABLE | https://drive.google.com/file/d/1EyPgzI4XDGrcSo39PcL5V0W6ds5IafMC/view?usp=sharing
1629 | LDC | Triad Cable - Overall Shielded-Armoured Instrumentation Cable | TRIAD CABLE |  | - | Per Meter | Kei | 3671.4 | 40 % | 6119 | IN STOCK | Copper | Armoured (GI Steel Wire/Strip) | BLUE | Class 2 (Stranded) | PVC | PVC / XLPE | 2.5 | Overall Shielded (Aluminium Mylar Tape) |  | TRIAD-16 | OEM | PVC | 2.5 SQMM X TRIAD-16 Armoured (GI Steel Wire/Strip) Copper CABLE | https://drive.google.com/file/d/1EyPgzI4XDGrcSo39PcL5V0W6ds5IafMC/view?usp=sharing
1630 | LDC | Triad Cable - Overall Shielded-Armoured Instrumentation Cable | TRIAD CABLE |  | - | Per Meter | Kei | 1143.6 | 40 % | 1906 | IN STOCK | Copper | Armoured (GI Steel Wire/Strip) | BLUE | Class 2 (Stranded) | PVC | PVC / XLPE | 0.5 | Overall Shielded (Aluminium Mylar Tape) |  | TRIAD-19 | OEM | PVC | 0.5 SQMM X TRIAD-19 Armoured (GI Steel Wire/Strip) Copper CABLE | https://drive.google.com/file/d/1c5XZ8C-GcfvMm-RfhpykhHcLzkV5ycsE/view?usp=sharing
1631 | LDC | Triad Cable - Overall Shielded-Armoured Instrumentation Cable | TRIAD CABLE |  | - | Per Meter | Kei | 1604.4 | 40 % | 2674 | IN STOCK | Copper | Armoured (GI Steel Wire/Strip) | BLUE | Class 2 (Stranded) | PVC | PVC / XLPE | 0.75 | Overall Shielded (Aluminium Mylar Tape) |  | TRIAD-19 | OEM | PVC | 0.75 SQMM X TRIAD-19 Armoured (GI Steel Wire/Strip) Copper CABLE | https://drive.google.com/file/d/1c5XZ8C-GcfvMm-RfhpykhHcLzkV5ycsE/view?usp=sharing
1632 | LDC | Triad Cable - Overall Shielded-Armoured Instrumentation Cable | TRIAD CABLE |  | - | Per Meter | Kei | 1963.2 | 40 % | 3272 | IN STOCK | Copper | Armoured (GI Steel Wire/Strip) | BLUE | Class 2 (Stranded) | PVC | PVC / XLPE | 1.0 | Overall Shielded (Aluminium Mylar Tape) |  | TRIAD-19 | OEM | PVC | 1.0 SQMM X TRIAD-19 Armoured (GI Steel Wire/Strip) Copper CABLE | https://drive.google.com/file/d/1c5XZ8C-GcfvMm-RfhpykhHcLzkV5ycsE/view?usp=sharing
1633 | LDC | Triad Cable - Overall Shielded-Armoured Instrumentation Cable | TRIAD CABLE |  | - | Per Meter | Kei | 2735.4 | 40 % | 4559 | IN STOCK | Copper | Armoured (GI Steel Wire/Strip) | BLUE | Class 2 (Stranded) | PVC | PVC / XLPE | 1.5 | Overall Shielded (Aluminium Mylar Tape) |  | TRIAD-19 | OEM | PVC | 1.5 SQMM X TRIAD-19 Armoured (GI Steel Wire/Strip) Copper CABLE | https://drive.google.com/file/d/1c5XZ8C-GcfvMm-RfhpykhHcLzkV5ycsE/view?usp=sharing
1634 | LDC | Triad Cable - Overall Shielded-Armoured Instrumentation Cable | TRIAD CABLE |  | - | Per Meter | Kei | 4305.6 | 40 % | 7176 | IN STOCK | Copper | Armoured (GI Steel Wire/Strip) | BLUE | Class 2 (Stranded) | PVC | PVC / XLPE | 2.5 | Overall Shielded (Aluminium Mylar Tape) |  | TRIAD-19 | OEM | PVC | 2.5 SQMM X TRIAD-19 Armoured (GI Steel Wire/Strip) Copper CABLE | https://drive.google.com/file/d/1c5XZ8C-GcfvMm-RfhpykhHcLzkV5ycsE/view?usp=sharing
1635 | HDC | Aluminium Armoured Cable - A2XWY / A2XFY (IS 7098 Pt-1 1988) | Aluminium Armoured Cable |  |  | Per Meter | Kei | 0 | 40 % |  | IN STOCK | Aluminium | Armoured | BLACK | Class 2 (Stranded) | PVC | PVC / XLPE | 2.5 |  | 650/1100V | 1 CORE | OEM | PVC | 2.5 SQMM X 1 CORE Armoured Aluminium CABLE | https://drive.google.com/file/d/1Zw-y657Jt2GHm26TKt3zmSdNd8NPWzyb/view?usp=sharing
1636 | HDC | Aluminium Armoured Cable - A2XWY / A2XFY (IS 7098 Pt-1 1988) | Aluminium Armoured Cable |  |  | Per Meter | Kei | 0 | 40 % |  | IN STOCK | Aluminium | Armoured | BLACK | Class 2 (Stranded) | PVC | PVC / XLPE | 4 |  | 650/1100V | 1 CORE | OEM | PVC | 4 SQMM X 1 CORE Armoured Aluminium CABLE | https://drive.google.com/file/d/1Zw-y657Jt2GHm26TKt3zmSdNd8NPWzyb/view?usp=sharing
1637 | HDC | Aluminium Armoured Cable - A2XWY / A2XFY (IS 7098 Pt-1 1988) | Aluminium Armoured Cable |  |  | Per Meter | Kei | 0 | 40 % |  | IN STOCK | Aluminium | Armoured | BLACK | Class 2 (Stranded) | PVC | PVC / XLPE | 6 |  | 650/1100V | 1 CORE | OEM | PVC | 6 SQMM X 1 CORE Armoured Aluminium CABLE | https://drive.google.com/file/d/1Zw-y657Jt2GHm26TKt3zmSdNd8NPWzyb/view?usp=sharing
1638 | HDC | Aluminium Armoured Cable - A2XWY / A2XFY (IS 7098 Pt-1 1988) | Aluminium Armoured Cable |  |  | Per Meter | Kei | 0 | 40 % |  | IN STOCK | Aluminium | Armoured | BLACK | Class 2 (Stranded) | PVC | PVC / XLPE | 10 |  | 650/1100V | 1 CORE | OEM | PVC | 10 SQMM X 1 CORE Armoured Aluminium CABLE | https://drive.google.com/file/d/1Zw-y657Jt2GHm26TKt3zmSdNd8NPWzyb/view?usp=sharing
1639 | HDC | Aluminium Armoured Cable - A2XWY / A2XFY (IS 7098 Pt-1 1988) | Aluminium Armoured Cable |  |  | Per Meter | Kei | 145.2 | 40 % | 242 | IN STOCK | Aluminium | Armoured | BLACK | Class 2 (Stranded) | PVC | PVC / XLPE | 16 |  | 650/1100V | 1 CORE | OEM | PVC | 16 SQMM X 1 CORE Armoured Aluminium CABLE | https://drive.google.com/file/d/1Zw-y657Jt2GHm26TKt3zmSdNd8NPWzyb/view?usp=sharing
1640 | HDC | Aluminium Armoured Cable - Extended Cross Section (PVC/XLPE, IS 7098 Pt-1 1988) | Aluminium Armoured Cable Extended |  |  | Per Meter | Kei | 181.2 | 40 % | 302 | IN STOCK | Aluminium | Armoured | BLACK | Class 2 (Stranded) | PVC | PVC / XLPE | 25 |  | 650/1100V | 1 CORE | OEM | PVC | 25 SQMM X 1 CORE Armoured Aluminium CABLE | https://drive.google.com/file/d/1Zw-y657Jt2GHm26TKt3zmSdNd8NPWzyb/view?usp=sharing
1641 | HDC | Aluminium Armoured Cable - Extended Cross Section (PVC/XLPE, IS 7098 Pt-1 1988) | Aluminium Armoured Cable Extended |  |  | Per Meter | Kei | 225.6 | 40 % | 376 | IN STOCK | Aluminium | Armoured | BLACK | Class 2 (Stranded) | PVC | PVC / XLPE | 35 |  | 650/1100V | 1 CORE | OEM | PVC | 35 SQMM X 1 CORE Armoured Aluminium CABLE | https://drive.google.com/file/d/1Zw-y657Jt2GHm26TKt3zmSdNd8NPWzyb/view?usp=sharing
1642 | HDC | Aluminium Armoured Cable - Extended Cross Section (PVC/XLPE, IS 7098 Pt-1 1988) | Aluminium Armoured Cable Extended |  |  | Per Meter | Kei | 287.4 | 40 % | 479 | IN STOCK | Aluminium | Armoured | BLACK | Class 2 (Stranded) | PVC | PVC / XLPE | 50 |  | 650/1100V | 1 CORE | OEM | PVC | 50 SQMM X 1 CORE Armoured Aluminium CABLE | https://drive.google.com/file/d/1Zw-y657Jt2GHm26TKt3zmSdNd8NPWzyb/view?usp=sharing
1643 | HDC | Aluminium Armoured Cable - Extended Cross Section (PVC/XLPE, IS 7098 Pt-1 1988) | Aluminium Armoured Cable Extended |  |  | Per Meter | Kei | 364.8 | 40 % | 608 | IN STOCK | Aluminium | Armoured | BLACK | Class 2 (Stranded) | PVC | PVC / XLPE | 70 |  | 650/1100V | 1 CORE | OEM | PVC | 70 SQMM X 1 CORE Armoured Aluminium CABLE | https://drive.google.com/file/d/1Zw-y657Jt2GHm26TKt3zmSdNd8NPWzyb/view?usp=sharing
1644 | HDC | Aluminium Armoured Cable - Extended Cross Section (PVC/XLPE, IS 7098 Pt-1 1988) | Aluminium Armoured Cable Extended |  |  | Per Meter | Kei | 446.4 | 40 % | 744 | IN STOCK | Aluminium | Armoured | BLACK | Class 2 (Stranded) | PVC | PVC / XLPE | 95 |  | 650/1100V | 1 CORE | OEM | PVC | 95 SQMM X 1 CORE Armoured Aluminium CABLE | https://drive.google.com/file/d/1Zw-y657Jt2GHm26TKt3zmSdNd8NPWzyb/view?usp=sharing
1645 | HDC | Aluminium Armoured Cable - Extended Cross Section (PVC/XLPE, IS 7098 Pt-1 1988) | Aluminium Armoured Cable Extended |  |  | Per Meter | Kei | 534.6 | 40 % | 891 | IN STOCK | Aluminium | Armoured | BLACK | Class 2 (Stranded) | PVC | PVC / XLPE | 120 |  | 650/1100V | 1 CORE | OEM | PVC | 120 SQMM X 1 CORE Armoured Aluminium CABLE | https://drive.google.com/file/d/1Zw-y657Jt2GHm26TKt3zmSdNd8NPWzyb/view?usp=sharing
1646 | HDC | Aluminium Armoured Cable - Extended Cross Section (PVC/XLPE, IS 7098 Pt-1 1988) | Aluminium Armoured Cable Extended |  |  | Per Meter | Kei | 636.6 | 40 % | 1061 | IN STOCK | Aluminium | Armoured | BLACK | Class 2 (Stranded) | PVC | PVC / XLPE | 150 |  | 650/1100V | 1 CORE | OEM | PVC | 150 SQMM X 1 CORE Armoured Aluminium CABLE | https://drive.google.com/file/d/1Zw-y657Jt2GHm26TKt3zmSdNd8NPWzyb/view?usp=sharing
1647 | HDC | Aluminium Armoured Cable - Extended Cross Section (PVC/XLPE, IS 7098 Pt-1 1988) | Aluminium Armoured Cable Extended |  |  | Per Meter | Kei | 772.8 | 40 % | 1288 | IN STOCK | Aluminium | Armoured | BLACK | Class 2 (Stranded) | PVC | PVC / XLPE | 185 |  | 650/1100V | 1 CORE | OEM | PVC | 185 SQMM X 1 CORE Armoured Aluminium CABLE | https://drive.google.com/file/d/1Zw-y657Jt2GHm26TKt3zmSdNd8NPWzyb/view?usp=sharing
1648 | HDC | Aluminium Armoured Cable - Extended Cross Section (PVC/XLPE, IS 7098 Pt-1 1988) | Aluminium Armoured Cable Extended |  |  | Per Meter | Kei | 960 | 40 % | 1600 | IN STOCK | Aluminium | Armoured | BLACK | Class 2 (Stranded) | PVC | PVC / XLPE | 240 |  | 650/1100V | 1 CORE | OEM | PVC | 240 SQMM X 1 CORE Armoured Aluminium CABLE | https://drive.google.com/file/d/1Zw-y657Jt2GHm26TKt3zmSdNd8NPWzyb/view?usp=sharing
1649 | HDC | Aluminium Armoured Cable - Extended Cross Section (PVC/XLPE, IS 7098 Pt-1 1988) | Aluminium Armoured Cable Extended |  |  | Per Meter | Kei | 1167 | 40 % | 1945 | IN STOCK | Aluminium | Armoured | BLACK | Class 2 (Stranded) | PVC | PVC / XLPE | 300 |  | 650/1100V | 1 CORE | OEM | PVC | 300 SQMM X 1 CORE Armoured Aluminium CABLE | https://drive.google.com/file/d/1Zw-y657Jt2GHm26TKt3zmSdNd8NPWzyb/view?usp=sharing
1650 | HDC | Aluminium Armoured Cable - Extended Cross Section (PVC/XLPE, IS 7098 Pt-1 1988) | Aluminium Armoured Cable Extended |  |  | Per Meter | Kei | 1506.6 | 40 % | 2511 | IN STOCK | Aluminium | Armoured | BLACK | Class 2 (Stranded) | PVC | PVC / XLPE | 400 |  | 650/1100V | 1 CORE | OEM | PVC | 400 SQMM X 1 CORE Armoured Aluminium CABLE | https://drive.google.com/file/d/1Zw-y657Jt2GHm26TKt3zmSdNd8NPWzyb/view?usp=sharing
1651 | HDC | Aluminium Armoured Cable - Extended Cross Section (PVC/XLPE, IS 7098 Pt-1 1988) | Aluminium Armoured Cable Extended |  |  | Per Meter | Kei | 1827 | 40 % | 3045 | IN STOCK | Aluminium | Armoured | BLACK | Class 2 (Stranded) | PVC | PVC / XLPE | 500 |  | 650/1100V | 1 CORE | OEM | PVC | 500 SQMM X 1 CORE Armoured Aluminium CABLE | https://drive.google.com/file/d/1Zw-y657Jt2GHm26TKt3zmSdNd8NPWzyb/view?usp=sharing
1652 | HDC | Aluminium Armoured Cable - Extended Cross Section (PVC/XLPE, IS 7098 Pt-1 1988) | Aluminium Armoured Cable Extended |  |  | Per Meter | Kei | 2255.4 | 40 % | 3759 | IN STOCK | Aluminium | Armoured | BLACK | Class 2 (Stranded) | PVC | PVC / XLPE | 630 |  | 650/1100V | 1 CORE | OEM | PVC | 630 SQMM X 1 CORE Armoured Aluminium CABLE | https://drive.google.com/file/d/1Zw-y657Jt2GHm26TKt3zmSdNd8NPWzyb/view?usp=sharing
1653 | HDC | Aluminium Armoured Cable - A2XWY / A2XFY (IS 7098 Pt-1 1988) | Aluminium Armoured Cable |  |  | Per Meter | Kei | 134.4 | 40 % | 224 | IN STOCK | Aluminium | Armoured | BLACK | Class 2 (Stranded) | PVC | PVC / XLPE | 2.5 |  | 650/1100V | 2 CORE | OEM | PVC | 2.5 SQMM X 2 CORE Armoured Aluminium CABLE | https://drive.google.com/file/d/1UKtqOJwnfiZptqIPkTEn9qINBb6F6t9V/view?usp=sharing
1654 | HDC | Aluminium Armoured Cable - A2XWY / A2XFY (IS 7098 Pt-1 1988) | Aluminium Armoured Cable |  |  | Per Meter | Kei | 144.6 | 40 % | 241 | IN STOCK | Aluminium | Armoured | BLACK | Class 2 (Stranded) | PVC | PVC / XLPE | 4 |  | 650/1100V | 2 CORE | OEM | PVC | 4 SQMM X 2 CORE Armoured Aluminium CABLE | https://drive.google.com/file/d/1UKtqOJwnfiZptqIPkTEn9qINBb6F6t9V/view?usp=sharing
1655 | HDC | Aluminium Armoured Cable - A2XWY / A2XFY (IS 7098 Pt-1 1988) | Aluminium Armoured Cable |  |  | Per Meter | Kei | 181.8 | 40 % | 303 | IN STOCK | Aluminium | Armoured | BLACK | Class 2 (Stranded) | PVC | PVC / XLPE | 6 |  | 650/1100V | 2 CORE | OEM | PVC | 6 SQMM X 2 CORE Armoured Aluminium CABLE | https://drive.google.com/file/d/1UKtqOJwnfiZptqIPkTEn9qINBb6F6t9V/view?usp=sharing
1656 | HDC | Aluminium Armoured Cable - A2XWY / A2XFY (IS 7098 Pt-1 1988) | Aluminium Armoured Cable |  |  | Per Meter | Kei | 209.4 | 40 % | 349 | IN STOCK | Aluminium | Armoured | BLACK | Class 2 (Stranded) | PVC | PVC / XLPE | 10 |  | 650/1100V | 2 CORE | OEM | PVC | 10 SQMM X 2 CORE Armoured Aluminium CABLE | https://drive.google.com/file/d/1UKtqOJwnfiZptqIPkTEn9qINBb6F6t9V/view?usp=sharing
1657 | HDC | Aluminium Armoured Cable - A2XWY / A2XFY (IS 7098 Pt-1 1988) | Aluminium Armoured Cable |  |  | Per Meter | Kei | 243.6 | 40 % | 406 | IN STOCK | Aluminium | Armoured | BLACK | Class 2 (Stranded) | PVC | PVC / XLPE | 16 |  | 650/1100V | 2 CORE | OEM | PVC | 16 SQMM X 2 CORE Armoured Aluminium CABLE | https://drive.google.com/file/d/1UKtqOJwnfiZptqIPkTEn9qINBb6F6t9V/view?usp=sharing
1658 | HDC | Aluminium Armoured Cable - A2XWY / A2XFY (IS 7098 Pt-1 1988) | Aluminium Armoured Cable |  |  | Per Meter | Kei | 144.6 | 40 % | 241 | IN STOCK | Aluminium | Armoured | BLACK | Class 2 (Stranded) | PVC | PVC / XLPE | 2.5 |  | 650/1100V | 3 CORE | OEM | PVC | 2.5 SQMM X 3 CORE Armoured Aluminium CABLE | https://drive.google.com/file/d/1scLdJ7akWtkqgf94vx9ZsmgmbfXGw76p/view?usp=sharing
1659 | HDC | Aluminium Armoured Cable - A2XWY / A2XFY (IS 7098 Pt-1 1988) | Aluminium Armoured Cable |  |  | Per Meter | Kei | 170.4 | 40 % | 284 | IN STOCK | Aluminium | Armoured | BLACK | Class 2 (Stranded) | PVC | PVC / XLPE | 4 |  | 650/1100V | 3 CORE | OEM | PVC | 4 SQMM X 3 CORE Armoured Aluminium CABLE | https://drive.google.com/file/d/1scLdJ7akWtkqgf94vx9ZsmgmbfXGw76p/view?usp=sharing
1660 | HDC | Aluminium Armoured Cable - A2XWY / A2XFY (IS 7098 Pt-1 1988) | Aluminium Armoured Cable |  |  | Per Meter | Kei | 211.8 | 40 % | 353 | IN STOCK | Aluminium | Armoured | BLACK | Class 2 (Stranded) | PVC | PVC / XLPE | 6 |  | 650/1100V | 3 CORE | OEM | PVC | 6 SQMM X 3 CORE Armoured Aluminium CABLE | https://drive.google.com/file/d/1scLdJ7akWtkqgf94vx9ZsmgmbfXGw76p/view?usp=sharing
1661 | HDC | Aluminium Armoured Cable - A2XWY / A2XFY (IS 7098 Pt-1 1988) | Aluminium Armoured Cable |  |  | Per Meter | Kei | 250.2 | 40 % | 417 | IN STOCK | Aluminium | Armoured | BLACK | Class 2 (Stranded) | PVC | PVC / XLPE | 10 |  | 650/1100V | 3 CORE | OEM | PVC | 10 SQMM X 3 CORE Armoured Aluminium CABLE | https://drive.google.com/file/d/1scLdJ7akWtkqgf94vx9ZsmgmbfXGw76p/view?usp=sharing
1662 | HDC | Aluminium Armoured Cable - A2XWY / A2XFY (IS 7098 Pt-1 1988) | Aluminium Armoured Cable |  |  | Per Meter | Kei | 278.4 | 40 % | 464 | IN STOCK | Aluminium | Armoured | BLACK | Class 2 (Stranded) | PVC | PVC / XLPE | 16 |  | 650/1100V | 3 CORE | OEM | PVC | 16 SQMM X 3 CORE Armoured Aluminium CABLE | https://drive.google.com/file/d/1scLdJ7akWtkqgf94vx9ZsmgmbfXGw76p/view?usp=sharing
1663 | HDC | Aluminium Armoured Cable - Extended Cross Section (PVC/XLPE, IS 7098 Pt-1 1988) | Aluminium Armoured Cable Extended |  |  | Per Meter | Kei | 250.8 | 40 % | 418 | IN STOCK | Aluminium | Armoured | BLACK | Class 2 (Stranded) | PVC | PVC / XLPE | 25 |  | 650/1100V | 3 CORE | OEM | PVC | 25 SQMM X 3 CORE Armoured Aluminium CABLE | https://drive.google.com/file/d/1scLdJ7akWtkqgf94vx9ZsmgmbfXGw76p/view?usp=sharing
1664 | HDC | Aluminium Armoured Cable - Extended Cross Section (PVC/XLPE, IS 7098 Pt-1 1988) | Aluminium Armoured Cable Extended |  |  | Per Meter | Kei | 321.6 | 40 % | 536 | IN STOCK | Aluminium | Armoured | BLACK | Class 2 (Stranded) | PVC | PVC / XLPE | 35 |  | 650/1100V | 3 CORE | OEM | PVC | 35 SQMM X 3 CORE Armoured Aluminium CABLE | https://drive.google.com/file/d/1scLdJ7akWtkqgf94vx9ZsmgmbfXGw76p/view?usp=sharing
1665 | HDC | Aluminium Armoured Cable - Extended Cross Section (PVC/XLPE, IS 7098 Pt-1 1988) | Aluminium Armoured Cable Extended |  |  | Per Meter | Kei | 591.6 | 40 % | 986 | IN STOCK | Aluminium | Armoured | BLACK | Class 2 (Stranded) | PVC | PVC / XLPE | 50 |  | 650/1100V | 3 CORE | OEM | PVC | 50 SQMM X 3 CORE Armoured Aluminium CABLE | https://drive.google.com/file/d/1scLdJ7akWtkqgf94vx9ZsmgmbfXGw76p/view?usp=sharing
1666 | HDC | Aluminium Armoured Cable - Extended Cross Section (PVC/XLPE, IS 7098 Pt-1 1988) | Aluminium Armoured Cable Extended |  |  | Per Meter | Kei | 793.8 | 40 % | 1323 | IN STOCK | Aluminium | Armoured | BLACK | Class 2 (Stranded) | PVC | PVC / XLPE | 70 |  | 650/1100V | 3 CORE | OEM | PVC | 70 SQMM X 3 CORE Armoured Aluminium CABLE | https://drive.google.com/file/d/1scLdJ7akWtkqgf94vx9ZsmgmbfXGw76p/view?usp=sharing
1667 | HDC | Aluminium Armoured Cable - Extended Cross Section (PVC/XLPE, IS 7098 Pt-1 1988) | Aluminium Armoured Cable Extended |  |  | Per Meter | Kei | 1021.2 | 40 % | 1702 | IN STOCK | Aluminium | Armoured | BLACK | Class 2 (Stranded) | PVC | PVC / XLPE | 95 |  | 650/1100V | 3 CORE | OEM | PVC | 95 SQMM X 3 CORE Armoured Aluminium CABLE | https://drive.google.com/file/d/1scLdJ7akWtkqgf94vx9ZsmgmbfXGw76p/view?usp=sharing
1668 | HDC | Aluminium Armoured Cable - Extended Cross Section (PVC/XLPE, IS 7098 Pt-1 1988) | Aluminium Armoured Cable Extended |  |  | Per Meter | Kei | 1249.8 | 40 % | 2083 | IN STOCK | Aluminium | Armoured | BLACK | Class 2 (Stranded) | PVC | PVC / XLPE | 120 |  | 650/1100V | 3 CORE | OEM | PVC | 120 SQMM X 3 CORE Armoured Aluminium CABLE | https://drive.google.com/file/d/1scLdJ7akWtkqgf94vx9ZsmgmbfXGw76p/view?usp=sharing
1669 | HDC | Aluminium Armoured Cable - Extended Cross Section (PVC/XLPE, IS 7098 Pt-1 1988) | Aluminium Armoured Cable Extended |  |  | Per Meter | Kei | 1548 | 40 % | 2580 | IN STOCK | Aluminium | Armoured | BLACK | Class 2 (Stranded) | PVC | PVC / XLPE | 150 |  | 650/1100V | 3 CORE | OEM | PVC | 150 SQMM X 3 CORE Armoured Aluminium CABLE | https://drive.google.com/file/d/1scLdJ7akWtkqgf94vx9ZsmgmbfXGw76p/view?usp=sharing
1670 | HDC | Aluminium Armoured Cable - Extended Cross Section (PVC/XLPE, IS 7098 Pt-1 1988) | Aluminium Armoured Cable Extended |  |  | Per Meter | Kei | 1915.2 | 40 % | 3192 | IN STOCK | Aluminium | Armoured | BLACK | Class 2 (Stranded) | PVC | PVC / XLPE | 185 |  | 650/1100V | 3 CORE | OEM | PVC | 185 SQMM X 3 CORE Armoured Aluminium CABLE | https://drive.google.com/file/d/1scLdJ7akWtkqgf94vx9ZsmgmbfXGw76p/view?usp=sharing
1671 | HDC | Aluminium Armoured Cable - Extended Cross Section (PVC/XLPE, IS 7098 Pt-1 1988) | Aluminium Armoured Cable Extended |  |  | Per Meter | Kei | 2478 | 40 % | 4130 | IN STOCK | Aluminium | Armoured | BLACK | Class 2 (Stranded) | PVC | PVC / XLPE | 240 |  | 650/1100V | 3 CORE | OEM | PVC | 240 SQMM X 3 CORE Armoured Aluminium CABLE | https://drive.google.com/file/d/1scLdJ7akWtkqgf94vx9ZsmgmbfXGw76p/view?usp=sharing
1672 | HDC | Aluminium Armoured Cable - Extended Cross Section (PVC/XLPE, IS 7098 Pt-1 1988) | Aluminium Armoured Cable Extended |  |  | Per Meter | Kei | 3064.2 | 40 % | 5107 | IN STOCK | Aluminium | Armoured | BLACK | Class 2 (Stranded) | PVC | PVC / XLPE | 300 |  | 650/1100V | 3 CORE | OEM | PVC | 300 SQMM X 3 CORE Armoured Aluminium CABLE | https://drive.google.com/file/d/1scLdJ7akWtkqgf94vx9ZsmgmbfXGw76p/view?usp=sharing
1673 | HDC | Aluminium Armoured Cable - Extended Cross Section (PVC/XLPE, IS 7098 Pt-1 1988) | Aluminium Armoured Cable Extended |  |  | Per Meter | Kei | 3888.6 | 40 % | 6481 | IN STOCK | Aluminium | Armoured | BLACK | Class 2 (Stranded) | PVC | PVC / XLPE | 400 |  | 650/1100V | 3 CORE | OEM | PVC | 400 SQMM X 3 CORE Armoured Aluminium CABLE | https://drive.google.com/file/d/1scLdJ7akWtkqgf94vx9ZsmgmbfXGw76p/view?usp=sharing
1674 | HDC | Aluminium Armoured Cable - Extended Cross Section (PVC/XLPE, IS 7098 Pt-1 1988) | Aluminium Armoured Cable Extended |  |  | Per Meter | Kei | 5224.8 | 40 % | 8708 | IN STOCK | Aluminium | Armoured | BLACK | Class 2 (Stranded) | PVC | PVC / XLPE | 500 |  | 650/1100V | 3 CORE | OEM | PVC | 500 SQMM X 3 CORE Armoured Aluminium CABLE | https://drive.google.com/file/d/1scLdJ7akWtkqgf94vx9ZsmgmbfXGw76p/view?usp=sharing
1675 | HDC | Aluminium Armoured Cable - Extended Cross Section (PVC/XLPE, IS 7098 Pt-1 1988) | Aluminium Armoured Cable Extended |  |  | Per Meter | Kei | 6642 | 40 % | 11070 | IN STOCK | Aluminium | Armoured | BLACK | Class 2 (Stranded) | PVC | PVC / XLPE | 630 |  | 650/1100V | 3 CORE | OEM | PVC | 630 SQMM X 3 CORE Armoured Aluminium CABLE | https://drive.google.com/file/d/1scLdJ7akWtkqgf94vx9ZsmgmbfXGw76p/view?usp=sharing
1676 | HDC | Aluminium Armoured Cable - A2XWY / A2XFY (IS 7098 Pt-1 1988) | Aluminium Armoured Cable |  |  | Per Meter | Kei | 0 | 40 % |  | IN STOCK | Aluminium | Armoured | BLACK | Class 2 (Stranded) | PVC | PVC / XLPE | 2.5 |  | 650/1100V | 3.5 CORE | OEM | PVC | 2.5 SQMM X 3.5 CORE Armoured Aluminium CABLE | https://drive.google.com/file/d/1WSnCYq_o_5euP3Lc5UHucgG9bMvzto7G/view?usp=sharing
1677 | HDC | Aluminium Armoured Cable - A2XWY / A2XFY (IS 7098 Pt-1 1988) | Aluminium Armoured Cable |  |  | Per Meter | Kei | 0 | 40 % |  | IN STOCK | Aluminium | Armoured | BLACK | Class 2 (Stranded) | PVC | PVC / XLPE | 4 |  | 650/1100V | 3.5 CORE | OEM | PVC | 4 SQMM X 3.5 CORE Armoured Aluminium CABLE | https://drive.google.com/file/d/1WSnCYq_o_5euP3Lc5UHucgG9bMvzto7G/view?usp=sharing
1678 | HDC | Aluminium Armoured Cable - A2XWY / A2XFY (IS 7098 Pt-1 1988) | Aluminium Armoured Cable |  |  | Per Meter | Kei | 0 | 40 % |  | IN STOCK | Aluminium | Armoured | BLACK | Class 2 (Stranded) | PVC | PVC / XLPE | 6 |  | 650/1100V | 3.5 CORE | OEM | PVC | 6 SQMM X 3.5 CORE Armoured Aluminium CABLE | https://drive.google.com/file/d/1WSnCYq_o_5euP3Lc5UHucgG9bMvzto7G/view?usp=sharing
1679 | HDC | Aluminium Armoured Cable - A2XWY / A2XFY (IS 7098 Pt-1 1988) | Aluminium Armoured Cable |  |  | Per Meter | Kei | 0 | 40 % |  | IN STOCK | Aluminium | Armoured | BLACK | Class 2 (Stranded) | PVC | PVC / XLPE | 10 |  | 650/1100V | 3.5 CORE | OEM | PVC | 10 SQMM X 3.5 CORE Armoured Aluminium CABLE | https://drive.google.com/file/d/1WSnCYq_o_5euP3Lc5UHucgG9bMvzto7G/view?usp=sharing
1680 | HDC | Aluminium Armoured Cable - A2XWY / A2XFY (IS 7098 Pt-1 1988) | Aluminium Armoured Cable |  |  | Per Meter | Kei | 0 | 40 % |  | IN STOCK | Aluminium | Armoured | BLACK | Class 2 (Stranded) | PVC | PVC / XLPE | 16 |  | 650/1100V | 3.5 CORE | OEM | PVC | 16 SQMM X 3.5 CORE Armoured Aluminium CABLE | https://drive.google.com/file/d/1WSnCYq_o_5euP3Lc5UHucgG9bMvzto7G/view?usp=sharing
1681 | HDC | Aluminium Armoured Cable - Extended Cross Section (PVC/XLPE, IS 7098 Pt-1 1988) | Aluminium Armoured Cable Extended |  |  | Per Meter | Kei | 333.6 | 40 % | 556 | IN STOCK | Aluminium | Armoured | BLACK | Class 2 (Stranded) | PVC | PVC / XLPE | 25 |  | 650/1100V | 3.5 CORE | OEM | PVC | 25 SQMM X 3.5 CORE Armoured Aluminium CABLE | https://drive.google.com/file/d/1WSnCYq_o_5euP3Lc5UHucgG9bMvzto7G/view?usp=sharing
1682 | HDC | Aluminium Armoured Cable - Extended Cross Section (PVC/XLPE, IS 7098 Pt-1 1988) | Aluminium Armoured Cable Extended |  |  | Per Meter | Kei | 456.6 | 40 % | 761 | IN STOCK | Aluminium | Armoured | BLACK | Class 2 (Stranded) | PVC | PVC / XLPE | 35 |  | 650/1100V | 3.5 CORE | OEM | PVC | 35 SQMM X 3.5 CORE Armoured Aluminium CABLE | https://drive.google.com/file/d/1WSnCYq_o_5euP3Lc5UHucgG9bMvzto7G/view?usp=sharing
1683 | HDC | Aluminium Armoured Cable - Extended Cross Section (PVC/XLPE, IS 7098 Pt-1 1988) | Aluminium Armoured Cable Extended |  |  | Per Meter | Kei | 674.4 | 40 % | 1124 | IN STOCK | Aluminium | Armoured | BLACK | Class 2 (Stranded) | PVC | PVC / XLPE | 50 |  | 650/1100V | 3.5 CORE | OEM | PVC | 50 SQMM X 3.5 CORE Armoured Aluminium CABLE | https://drive.google.com/file/d/1WSnCYq_o_5euP3Lc5UHucgG9bMvzto7G/view?usp=sharing
1684 | HDC | Aluminium Armoured Cable - Extended Cross Section (PVC/XLPE, IS 7098 Pt-1 1988) | Aluminium Armoured Cable Extended |  |  | Per Meter | Kei | 919.2 | 40 % | 1532 | IN STOCK | Aluminium | Armoured | BLACK | Class 2 (Stranded) | PVC | PVC / XLPE | 70 |  | 650/1100V | 3.5 CORE | OEM | PVC | 70 SQMM X 3.5 CORE Armoured Aluminium CABLE | https://drive.google.com/file/d/1WSnCYq_o_5euP3Lc5UHucgG9bMvzto7G/view?usp=sharing
1685 | HDC | Aluminium Armoured Cable - Extended Cross Section (PVC/XLPE, IS 7098 Pt-1 1988) | Aluminium Armoured Cable Extended |  |  | Per Meter | Kei | 1164.6 | 40 % | 1941 | IN STOCK | Aluminium | Armoured | BLACK | Class 2 (Stranded) | PVC | PVC / XLPE | 95 |  | 650/1100V | 3.5 CORE | OEM | PVC | 95 SQMM X 3.5 CORE Armoured Aluminium CABLE | https://drive.google.com/file/d/1WSnCYq_o_5euP3Lc5UHucgG9bMvzto7G/view?usp=sharing
1686 | HDC | Aluminium Armoured Cable - Extended Cross Section (PVC/XLPE, IS 7098 Pt-1 1988) | Aluminium Armoured Cable Extended |  |  | Per Meter | Kei | 1459.8 | 40 % | 2433 | IN STOCK | Aluminium | Armoured | BLACK | Class 2 (Stranded) | PVC | PVC / XLPE | 120 |  | 650/1100V | 3.5 CORE | OEM | PVC | 120 SQMM X 3.5 CORE Armoured Aluminium CABLE | https://drive.google.com/file/d/1WSnCYq_o_5euP3Lc5UHucgG9bMvzto7G/view?usp=sharing
1687 | HDC | Aluminium Armoured Cable - Extended Cross Section (PVC/XLPE, IS 7098 Pt-1 1988) | Aluminium Armoured Cable Extended |  |  | Per Meter | Kei | 1702.2 | 40 % | 2837 | IN STOCK | Aluminium | Armoured | BLACK | Class 2 (Stranded) | PVC | PVC / XLPE | 150 |  | 650/1100V | 3.5 CORE | OEM | PVC | 150 SQMM X 3.5 CORE Armoured Aluminium CABLE | https://drive.google.com/file/d/1WSnCYq_o_5euP3Lc5UHucgG9bMvzto7G/view?usp=sharing
1688 | HDC | Aluminium Armoured Cable - Extended Cross Section (PVC/XLPE, IS 7098 Pt-1 1988) | Aluminium Armoured Cable Extended |  |  | Per Meter | Kei | 2153.4 | 40 % | 3589 | IN STOCK | Aluminium | Armoured | BLACK | Class 2 (Stranded) | PVC | PVC / XLPE | 185 |  | 650/1100V | 3.5 CORE | OEM | PVC | 185 SQMM X 3.5 CORE Armoured Aluminium CABLE | https://drive.google.com/file/d/1WSnCYq_o_5euP3Lc5UHucgG9bMvzto7G/view?usp=sharing
1689 | HDC | Aluminium Armoured Cable - Extended Cross Section (PVC/XLPE, IS 7098 Pt-1 1988) | Aluminium Armoured Cable Extended |  |  | Per Meter | Kei | 2745 | 40 % | 4575 | IN STOCK | Aluminium | Armoured | BLACK | Class 2 (Stranded) | PVC | PVC / XLPE | 240 |  | 650/1100V | 3.5 CORE | OEM | PVC | 240 SQMM X 3.5 CORE Armoured Aluminium CABLE | https://drive.google.com/file/d/1WSnCYq_o_5euP3Lc5UHucgG9bMvzto7G/view?usp=sharing
1690 | HDC | Aluminium Armoured Cable - Extended Cross Section (PVC/XLPE, IS 7098 Pt-1 1988) | Aluminium Armoured Cable Extended |  |  | Per Meter | Kei | 3404.4 | 40 % | 5674 | IN STOCK | Aluminium | Armoured | BLACK | Class 2 (Stranded) | PVC | PVC / XLPE | 300 |  | 650/1100V | 3.5 CORE | OEM | PVC | 300 SQMM X 3.5 CORE Armoured Aluminium CABLE | https://drive.google.com/file/d/1WSnCYq_o_5euP3Lc5UHucgG9bMvzto7G/view?usp=sharing
1691 | HDC | Aluminium Armoured Cable - Extended Cross Section (PVC/XLPE, IS 7098 Pt-1 1988) | Aluminium Armoured Cable Extended |  |  | Per Meter | Kei | 4320 | 40 % | 7200 | IN STOCK | Aluminium | Armoured | BLACK | Class 2 (Stranded) | PVC | PVC / XLPE | 400 |  | 650/1100V | 3.5 CORE | OEM | PVC | 400 SQMM X 3.5 CORE Armoured Aluminium CABLE | https://drive.google.com/file/d/1WSnCYq_o_5euP3Lc5UHucgG9bMvzto7G/view?usp=sharing
1692 | HDC | Aluminium Armoured Cable - Extended Cross Section (PVC/XLPE, IS 7098 Pt-1 1988) | Aluminium Armoured Cable Extended |  |  | Per Meter | Kei | 6153 | 40 % | 10255 | IN STOCK | Aluminium | Armoured | BLACK | Class 2 (Stranded) | PVC | PVC / XLPE | 500 |  | 650/1100V | 3.5 CORE | OEM | PVC | 500 SQMM X 3.5 CORE Armoured Aluminium CABLE | https://drive.google.com/file/d/1WSnCYq_o_5euP3Lc5UHucgG9bMvzto7G/view?usp=sharing
1693 | HDC | Aluminium Armoured Cable - Extended Cross Section (PVC/XLPE, IS 7098 Pt-1 1988) | Aluminium Armoured Cable Extended |  |  | Per Meter | Kei | 7539 | 40 % | 12565 | IN STOCK | Aluminium | Armoured | BLACK | Class 2 (Stranded) | PVC | PVC / XLPE | 630 |  | 650/1100V | 3.5 CORE | OEM | PVC | 630 SQMM X 3.5 CORE Armoured Aluminium CABLE | https://drive.google.com/file/d/1WSnCYq_o_5euP3Lc5UHucgG9bMvzto7G/view?usp=sharing
1694 | HDC | Aluminium Armoured Cable - A2XWY / A2XFY (IS 7098 Pt-1 1988) | Aluminium Armoured Cable |  |  | Per Meter | Kei | 159.6 | 40 % | 266 | IN STOCK | Aluminium | Armoured | BLACK | Class 2 (Stranded) | PVC | PVC / XLPE | 2.5 |  | 650/1100V | 4 CORE | OEM | PVC | 2.5 SQMM X 4 CORE Armoured Aluminium CABLE | https://drive.google.com/file/d/1Chogrxjlm5gRMFi0Yml0oIsp5gcjraQd/view?usp=sharing
1695 | HDC | Aluminium Armoured Cable - A2XWY / A2XFY (IS 7098 Pt-1 1988) | Aluminium Armoured Cable |  |  | Per Meter | Kei | 189 | 40 % | 315 | IN STOCK | Aluminium | Armoured | BLACK | Class 2 (Stranded) | PVC | PVC / XLPE | 4 |  | 650/1100V | 4 CORE | OEM | PVC | 4 SQMM X 4 CORE Armoured Aluminium CABLE | https://drive.google.com/file/d/1Chogrxjlm5gRMFi0Yml0oIsp5gcjraQd/view?usp=sharing
1696 | HDC | Aluminium Armoured Cable - A2XWY / A2XFY (IS 7098 Pt-1 1988) | Aluminium Armoured Cable |  |  | Per Meter | Kei | 237 | 40 % | 395 | IN STOCK | Aluminium | Armoured | BLACK | Class 2 (Stranded) | PVC | PVC / XLPE | 6 |  | 650/1100V | 4 CORE | OEM | PVC | 6 SQMM X 4 CORE Armoured Aluminium CABLE | https://drive.google.com/file/d/1Chogrxjlm5gRMFi0Yml0oIsp5gcjraQd/view?usp=sharing
1697 | HDC | Aluminium Armoured Cable - A2XWY / A2XFY (IS 7098 Pt-1 1988) | Aluminium Armoured Cable |  |  | Per Meter | Kei | 327.6 | 40 % | 546 | IN STOCK | Aluminium | Armoured | BLACK | Class 2 (Stranded) | PVC | PVC / XLPE | 10 |  | 650/1100V | 4 CORE | OEM | PVC | 10 SQMM X 4 CORE Armoured Aluminium CABLE | https://drive.google.com/file/d/1Chogrxjlm5gRMFi0Yml0oIsp5gcjraQd/view?usp=sharing
1698 | HDC | Aluminium Armoured Cable - A2XWY / A2XFY (IS 7098 Pt-1 1988) | Aluminium Armoured Cable |  |  | Per Meter | Kei | 355.2 | 40 % | 592 | IN STOCK | Aluminium | Armoured | BLACK | Class 2 (Stranded) | PVC | PVC / XLPE | 16 |  | 650/1100V | 4 CORE | OEM | PVC | 16 SQMM X 4 CORE Armoured Aluminium CABLE | https://drive.google.com/file/d/1Chogrxjlm5gRMFi0Yml0oIsp5gcjraQd/view?usp=sharing
1699 | HDC | Aluminium Armoured Cable - Extended Cross Section (PVC/XLPE, IS 7098 Pt-1 1988) | Aluminium Armoured Cable Extended |  |  | Per Meter | Kei | 391.8 | 40 % | 653 | IN STOCK | Aluminium | Armoured | BLACK | Class 2 (Stranded) | PVC | PVC / XLPE | 25 |  | 650/1100V | 4 CORE | OEM | PVC | 25 SQMM X 4 CORE Armoured Aluminium CABLE | https://drive.google.com/file/d/1Chogrxjlm5gRMFi0Yml0oIsp5gcjraQd/view?usp=sharing
1700 | HDC | Aluminium Armoured Cable - Extended Cross Section (PVC/XLPE, IS 7098 Pt-1 1988) | Aluminium Armoured Cable Extended |  |  | Per Meter | Kei | 505.8 | 40 % | 843 | IN STOCK | Aluminium | Armoured | BLACK | Class 2 (Stranded) | PVC | PVC / XLPE | 35 |  | 650/1100V | 4 CORE | OEM | PVC | 35 SQMM X 4 CORE Armoured Aluminium CABLE | https://drive.google.com/file/d/1Chogrxjlm5gRMFi0Yml0oIsp5gcjraQd/view?usp=sharing
1701 | HDC | Aluminium Armoured Cable - Extended Cross Section (PVC/XLPE, IS 7098 Pt-1 1988) | Aluminium Armoured Cable Extended |  |  | Per Meter | Kei | 759.6 | 40 % | 1266 | IN STOCK | Aluminium | Armoured | BLACK | Class 2 (Stranded) | PVC | PVC / XLPE | 50 |  | 650/1100V | 4 CORE | OEM | PVC | 50 SQMM X 4 CORE Armoured Aluminium CABLE | https://drive.google.com/file/d/1Chogrxjlm5gRMFi0Yml0oIsp5gcjraQd/view?usp=sharing
1702 | HDC | Aluminium Armoured Cable - Extended Cross Section (PVC/XLPE, IS 7098 Pt-1 1988) | Aluminium Armoured Cable Extended |  |  | Per Meter | Kei | 1030.2 | 40 % | 1717 | IN STOCK | Aluminium | Armoured | BLACK | Class 2 (Stranded) | PVC | PVC / XLPE | 70 |  | 650/1100V | 4 CORE | OEM | PVC | 70 SQMM X 4 CORE Armoured Aluminium CABLE | https://drive.google.com/file/d/1Chogrxjlm5gRMFi0Yml0oIsp5gcjraQd/view?usp=sharing
1703 | HDC | Aluminium Armoured Cable - Extended Cross Section (PVC/XLPE, IS 7098 Pt-1 1988) | Aluminium Armoured Cable Extended |  |  | Per Meter | Kei | 1358.4 | 40 % | 2264 | IN STOCK | Aluminium | Armoured | BLACK | Class 2 (Stranded) | PVC | PVC / XLPE | 95 |  | 650/1100V | 4 CORE | OEM | PVC | 95 SQMM X 4 CORE Armoured Aluminium CABLE | https://drive.google.com/file/d/1Chogrxjlm5gRMFi0Yml0oIsp5gcjraQd/view?usp=sharing
1704 | HDC | Aluminium Armoured Cable - Extended Cross Section (PVC/XLPE, IS 7098 Pt-1 1988) | Aluminium Armoured Cable Extended |  |  | Per Meter | Kei | 1662.6 | 40 % | 2771 | IN STOCK | Aluminium | Armoured | BLACK | Class 2 (Stranded) | PVC | PVC / XLPE | 120 |  | 650/1100V | 4 CORE | OEM | PVC | 120 SQMM X 4 CORE Armoured Aluminium CABLE | https://drive.google.com/file/d/1Chogrxjlm5gRMFi0Yml0oIsp5gcjraQd/view?usp=sharing
1705 | HDC | Aluminium Armoured Cable - Extended Cross Section (PVC/XLPE, IS 7098 Pt-1 1988) | Aluminium Armoured Cable Extended |  |  | Per Meter | Kei | 2008.8 | 40 % | 3348 | IN STOCK | Aluminium | Armoured | BLACK | Class 2 (Stranded) | PVC | PVC / XLPE | 150 |  | 650/1100V | 4 CORE | OEM | PVC | 150 SQMM X 4 CORE Armoured Aluminium CABLE | https://drive.google.com/file/d/1Chogrxjlm5gRMFi0Yml0oIsp5gcjraQd/view?usp=sharing
1706 | HDC | Aluminium Armoured Cable - Extended Cross Section (PVC/XLPE, IS 7098 Pt-1 1988) | Aluminium Armoured Cable Extended |  |  | Per Meter | Kei | 2530.2 | 40 % | 4217 | IN STOCK | Aluminium | Armoured | BLACK | Class 2 (Stranded) | PVC | PVC / XLPE | 185 |  | 650/1100V | 4 CORE | OEM | PVC | 185 SQMM X 4 CORE Armoured Aluminium CABLE | https://drive.google.com/file/d/1Chogrxjlm5gRMFi0Yml0oIsp5gcjraQd/view?usp=sharing
1707 | HDC | Aluminium Armoured Cable - Extended Cross Section (PVC/XLPE, IS 7098 Pt-1 1988) | Aluminium Armoured Cable Extended |  |  | Per Meter | Kei | 3272.4 | 40 % | 5454 | IN STOCK | Aluminium | Armoured | BLACK | Class 2 (Stranded) | PVC | PVC / XLPE | 240 |  | 650/1100V | 4 CORE | OEM | PVC | 240 SQMM X 4 CORE Armoured Aluminium CABLE | https://drive.google.com/file/d/1Chogrxjlm5gRMFi0Yml0oIsp5gcjraQd/view?usp=sharing
1708 | HDC | Aluminium Armoured Cable - Extended Cross Section (PVC/XLPE, IS 7098 Pt-1 1988) | Aluminium Armoured Cable Extended |  |  | Per Meter | Kei | 4044.6 | 40 % | 6741 | IN STOCK | Aluminium | Armoured | BLACK | Class 2 (Stranded) | PVC | PVC / XLPE | 300 |  | 650/1100V | 4 CORE | OEM | PVC | 300 SQMM X 4 CORE Armoured Aluminium CABLE | https://drive.google.com/file/d/1Chogrxjlm5gRMFi0Yml0oIsp5gcjraQd/view?usp=sharing
1709 | HDC | Aluminium Armoured Cable - Extended Cross Section (PVC/XLPE, IS 7098 Pt-1 1988) | Aluminium Armoured Cable Extended |  |  | Per Meter | Kei | 5200.2 | 40 % | 8667 | IN STOCK | Aluminium | Armoured | BLACK | Class 2 (Stranded) | PVC | PVC / XLPE | 400 |  | 650/1100V | 4 CORE | OEM | PVC | 400 SQMM X 4 CORE Armoured Aluminium CABLE | https://drive.google.com/file/d/1Chogrxjlm5gRMFi0Yml0oIsp5gcjraQd/view?usp=sharing
1710 | HDC | Aluminium Armoured Cable - Extended Cross Section (PVC/XLPE, IS 7098 Pt-1 1988) | Aluminium Armoured Cable Extended |  |  | Per Meter | Kei | 6900 | 40 % | 11500 | IN STOCK | Aluminium | Armoured | BLACK | Class 2 (Stranded) | PVC | PVC / XLPE | 500 |  | 650/1100V | 4 CORE | OEM | PVC | 500 SQMM X 4 CORE Armoured Aluminium CABLE | https://drive.google.com/file/d/1Chogrxjlm5gRMFi0Yml0oIsp5gcjraQd/view?usp=sharing
1711 | HDC | Aluminium Armoured Cable - Extended Cross Section (PVC/XLPE, IS 7098 Pt-1 1988) | Aluminium Armoured Cable Extended |  |  | Per Meter | Kei | 9057.6 | 40 % | 15096 | IN STOCK | Aluminium | Armoured | BLACK | Class 2 (Stranded) | PVC | PVC / XLPE | 630 |  | 650/1100V | 4 CORE | OEM | PVC | 630 SQMM X 4 CORE Armoured Aluminium CABLE | https://drive.google.com/file/d/1Chogrxjlm5gRMFi0Yml0oIsp5gcjraQd/view?usp=sharing
1712 | HDC | Aluminium Armoured Cable - Extended Cross Section (PVC/XLPE, IS 7098 Pt-1 1988) | Aluminium Armoured Cable Extended |  |  | Per Meter | Kei | 421.2 | 40 % | 702 | IN STOCK | Aluminium | Armoured | BLACK | Class 2 (Stranded) | PVC | PVC / XLPE | 25 |  | 650/1100V | 5 CORE | OEM | PVC | 25 SQMM X 5 CORE Armoured Aluminium CABLE | https://drive.google.com/file/d/16iLbkdRhc1lX-BcZFrUanCbqmS04Ov6l/view?usp=sharing
1713 | HDC | Aluminium Armoured Cable - Extended Cross Section (PVC/XLPE, IS 7098 Pt-1 1988) | Aluminium Armoured Cable Extended |  |  | Per Meter | Kei | 576 | 40 % | 960 | IN STOCK | Aluminium | Armoured | BLACK | Class 2 (Stranded) | PVC | PVC / XLPE | 35 |  | 650/1100V | 5 CORE | OEM | PVC | 35 SQMM X 5 CORE Armoured Aluminium CABLE | https://drive.google.com/file/d/16iLbkdRhc1lX-BcZFrUanCbqmS04Ov6l/view?usp=sharing
1714 | HDC | Aluminium Armoured Cable - Extended Cross Section (PVC/XLPE, IS 7098 Pt-1 1988) | Aluminium Armoured Cable Extended |  |  | Per Meter | Kei | 0 | 40 % |  | IN STOCK | Aluminium | Armoured | BLACK | Class 2 (Stranded) | PVC | PVC / XLPE | 50 |  | 650/1100V | 5 CORE | OEM | PVC | 50 SQMM X 5 CORE Armoured Aluminium CABLE | https://drive.google.com/file/d/16iLbkdRhc1lX-BcZFrUanCbqmS04Ov6l/view?usp=sharing
1715 | HDC | Aluminium Armoured Cable - Extended Cross Section (PVC/XLPE, IS 7098 Pt-1 1988) | Aluminium Armoured Cable Extended |  |  | Per Meter | Kei | 0 | 40 % |  | IN STOCK | Aluminium | Armoured | BLACK | Class 2 (Stranded) | PVC | PVC / XLPE | 70 |  | 650/1100V | 5 CORE | OEM | PVC | 70 SQMM X 5 CORE Armoured Aluminium CABLE | https://drive.google.com/file/d/16iLbkdRhc1lX-BcZFrUanCbqmS04Ov6l/view?usp=sharing
1716 | HDC | Aluminium Armoured Cable - Extended Cross Section (PVC/XLPE, IS 7098 Pt-1 1988) | Aluminium Armoured Cable Extended |  |  | Per Meter | Kei | 0 | 40 % |  | IN STOCK | Aluminium | Armoured | BLACK | Class 2 (Stranded) | PVC | PVC / XLPE | 95 |  | 650/1100V | 5 CORE | OEM | PVC | 95 SQMM X 5 CORE Armoured Aluminium CABLE | https://drive.google.com/file/d/16iLbkdRhc1lX-BcZFrUanCbqmS04Ov6l/view?usp=sharing
1717 | HDC | Aluminium Armoured Cable - Extended Cross Section (PVC/XLPE, IS 7098 Pt-1 1988) | Aluminium Armoured Cable Extended |  |  | Per Meter | Kei | 0 | 40 % |  | IN STOCK | Aluminium | Armoured | BLACK | Class 2 (Stranded) | PVC | PVC / XLPE | 120 |  | 650/1100V | 5 CORE | OEM | PVC | 120 SQMM X 5 CORE Armoured Aluminium CABLE | https://drive.google.com/file/d/16iLbkdRhc1lX-BcZFrUanCbqmS04Ov6l/view?usp=sharing
1718 | HDC | Aluminium Armoured Cable - Extended Cross Section (PVC/XLPE, IS 7098 Pt-1 1988) | Aluminium Armoured Cable Extended |  |  | Per Meter | Kei | 0 | 40 % |  | IN STOCK | Aluminium | Armoured | BLACK | Class 2 (Stranded) | PVC | PVC / XLPE | 150 |  | 650/1100V | 5 CORE | OEM | PVC | 150 SQMM X 5 CORE Armoured Aluminium CABLE | https://drive.google.com/file/d/16iLbkdRhc1lX-BcZFrUanCbqmS04Ov6l/view?usp=sharing
1719 | HDC | Aluminium Armoured Cable - Extended Cross Section (PVC/XLPE, IS 7098 Pt-1 1988) | Aluminium Armoured Cable Extended |  |  | Per Meter | Kei | 0 | 40 % |  | IN STOCK | Aluminium | Armoured | BLACK | Class 2 (Stranded) | PVC | PVC / XLPE | 185 |  | 650/1100V | 5 CORE | OEM | PVC | 185 SQMM X 5 CORE Armoured Aluminium CABLE | https://drive.google.com/file/d/16iLbkdRhc1lX-BcZFrUanCbqmS04Ov6l/view?usp=sharing
1720 | HDC | Aluminium Armoured Cable - Extended Cross Section (PVC/XLPE, IS 7098 Pt-1 1988) | Aluminium Armoured Cable Extended |  |  | Per Meter | Kei | 0 | 40 % |  | IN STOCK | Aluminium | Armoured | BLACK | Class 2 (Stranded) | PVC | PVC / XLPE | 240 |  | 650/1100V | 5 CORE | OEM | PVC | 240 SQMM X 5 CORE Armoured Aluminium CABLE | https://drive.google.com/file/d/16iLbkdRhc1lX-BcZFrUanCbqmS04Ov6l/view?usp=sharing
1721 | HDC | Aluminium Armoured Cable - Extended Cross Section (PVC/XLPE, IS 7098 Pt-1 1988) | Aluminium Armoured Cable Extended |  |  | Per Meter | Kei | 0 | 40 % |  | IN STOCK | Aluminium | Armoured | BLACK | Class 2 (Stranded) | PVC | PVC / XLPE | 300 |  | 650/1100V | 5 CORE | OEM | PVC | 300 SQMM X 5 CORE Armoured Aluminium CABLE | https://drive.google.com/file/d/16iLbkdRhc1lX-BcZFrUanCbqmS04Ov6l/view?usp=sharing
1722 | HDC | Aluminium Armoured Cable - Extended Cross Section (PVC/XLPE, IS 7098 Pt-1 1988) | Aluminium Armoured Cable Extended |  |  | Per Meter | Kei | 0 | 40 % |  | IN STOCK | Aluminium | Armoured | BLACK | Class 2 (Stranded) | PVC | PVC / XLPE | 400 |  | 650/1100V | 5 CORE | OEM | PVC | 400 SQMM X 5 CORE Armoured Aluminium CABLE | https://drive.google.com/file/d/16iLbkdRhc1lX-BcZFrUanCbqmS04Ov6l/view?usp=sharing
1723 | HDC | Aluminium Armoured Cable - Extended Cross Section (PVC/XLPE, IS 7098 Pt-1 1988) | Aluminium Armoured Cable Extended |  |  | Per Meter | Kei | 0 | 40 % |  | IN STOCK | Aluminium | Armoured | BLACK | Class 2 (Stranded) | PVC | PVC / XLPE | 500 |  | 650/1100V | 5 CORE | OEM | PVC | 500 SQMM X 5 CORE Armoured Aluminium CABLE | https://drive.google.com/file/d/16iLbkdRhc1lX-BcZFrUanCbqmS04Ov6l/view?usp=sharing
1724 | HDC | Aluminium Armoured Cable - Extended Cross Section (PVC/XLPE, IS 7098 Pt-1 1988) | Aluminium Armoured Cable Extended |  |  | Per Meter | Kei | 0 | 40 % |  | IN STOCK | Aluminium | Armoured | BLACK | Class 2 (Stranded) | PVC | PVC / XLPE | 630 |  | 650/1100V | 5 CORE | OEM | PVC | 630 SQMM X 5 CORE Armoured Aluminium CABLE | https://drive.google.com/file/d/16iLbkdRhc1lX-BcZFrUanCbqmS04Ov6l/view?usp=sharing
1725 | HDC | Copper Armoured Cable - 2XWY / 2XFY (IS 7098 Pt-1 1988) | Copper Armoured Cable |  |  | Per Meter | Kei | 618 | 40 % | 1030 | IN STOCK | Copper | Armoured | BLACK | Class 2 (Stranded) | PVC | PVC | 1.5 |  | 650/1100V | 10 CORE | OEM | PVC | 1.5 SQMM X 10 CORE Armoured Copper CABLE | https://drive.google.com/file/d/1kjQbDCOSYtHxXGq-FVkfyNb3gp-rqV5v/view?usp=sharing
1726 | HDC | Copper Armoured Cable - 2XWY / 2XFY (IS 7098 Pt-1 1988) | Copper Armoured Cable |  |  | Per Meter | Kei | 949.2 | 40 % | 1582 | IN STOCK | Copper | Armoured | BLACK | Class 2 (Stranded) | PVC | PVC | 2.5 |  | 650/1100V | 10 CORE | OEM | PVC | 2.5 SQMM X 10 CORE Armoured Copper CABLE | https://drive.google.com/file/d/1kjQbDCOSYtHxXGq-FVkfyNb3gp-rqV5v/view?usp=sharing
1727 | HDC | Copper Armoured Cable - 2XWY / 2XFY (IS 7098 Pt-1 1988) | Copper Armoured Cable |  |  | Per Meter | Kei | 694.8 | 40 % | 1158 | IN STOCK | Copper | Armoured | BLACK | Class 2 (Stranded) | PVC | PVC | 1.5 |  | 650/1100V | 12 CORE | OEM | PVC | 1.5 SQMM X 12 CORE Armoured Copper CABLE | https://drive.google.com/file/d/1kjQbDCOSYtHxXGq-FVkfyNb3gp-rqV5v/view?usp=sharing
1728 | HDC | Copper Armoured Cable - 2XWY / 2XFY (IS 7098 Pt-1 1988) | Copper Armoured Cable |  |  | Per Meter | Kei | 1123.8 | 40 % | 1873 | IN STOCK | Copper | Armoured | BLACK | Class 2 (Stranded) | PVC | PVC | 2.5 |  | 650/1100V | 12 CORE | OEM | PVC | 2.5 SQMM X 12 CORE Armoured Copper CABLE | https://drive.google.com/file/d/1kjQbDCOSYtHxXGq-FVkfyNb3gp-rqV5v/view?usp=sharing
1729 | HDC | Copper Armoured Cable - 2XWY / 2XFY (IS 7098 Pt-1 1988) | Copper Armoured Cable |  |  | Per Meter | Kei | 797.4 | 40 % | 1329 | IN STOCK | Copper | Armoured | BLACK | Class 2 (Stranded) | PVC | PVC | 1.5 |  | 650/1100V | 14 CORE | OEM | PVC | 1.5 SQMM X 14 CORE Armoured Copper CABLE | https://drive.google.com/file/d/1kjQbDCOSYtHxXGq-FVkfyNb3gp-rqV5v/view?usp=sharing
1730 | HDC | Copper Armoured Cable - 2XWY / 2XFY (IS 7098 Pt-1 1988) | Copper Armoured Cable |  |  | Per Meter | Kei | 1317.6 | 40 % | 2196 | IN STOCK | Copper | Armoured | BLACK | Class 2 (Stranded) | PVC | PVC | 2.5 |  | 650/1100V | 14 CORE | OEM | PVC | 2.5 SQMM X 14 CORE Armoured Copper CABLE | https://drive.google.com/file/d/1kjQbDCOSYtHxXGq-FVkfyNb3gp-rqV5v/view?usp=sharing
1731 | HDC | Copper Armoured Cable - 2XWY / 2XFY (IS 7098 Pt-1 1988) | Copper Armoured Cable |  |  | Per Meter | Kei | 912 | 40 % | 1520 | IN STOCK | Copper | Armoured | BLACK | Class 2 (Stranded) | PVC | PVC | 1.5 |  | 650/1100V | 16 CORE | OEM | PVC | 1.5 SQMM X 16 CORE Armoured Copper CABLE | https://drive.google.com/file/d/1kjQbDCOSYtHxXGq-FVkfyNb3gp-rqV5v/view?usp=sharing
1732 | HDC | Copper Armoured Cable - 2XWY / 2XFY (IS 7098 Pt-1 1988) | Copper Armoured Cable |  |  | Per Meter | Kei | 1489.2 | 40 % | 2482 | IN STOCK | Copper | Armoured | BLACK | Class 2 (Stranded) | PVC | PVC | 2.5 |  | 650/1100V | 16 CORE | OEM | PVC | 2.5 SQMM X 16 CORE Armoured Copper CABLE | https://drive.google.com/file/d/1kjQbDCOSYtHxXGq-FVkfyNb3gp-rqV5v/view?usp=sharing
1733 | HDC | Copper Armoured Cable - 2XWY / 2XFY (IS 7098 Pt-1 1988) | Copper Armoured Cable |  |  | Per Meter | Kei | 1081.2 | 40 % | 1802 | IN STOCK | Copper | Armoured | BLACK | Class 2 (Stranded) | PVC | PVC | 1.5 |  | 650/1100V | 19 CORE | OEM | PVC | 1.5 SQMM X 19 CORE Armoured Copper CABLE | https://drive.google.com/file/d/1yFise4_xddA0uVANHPKOYkDhS7S14PT3/view?usp=sharing
1734 | HDC | Copper Armoured Cable - 2XWY / 2XFY (IS 7098 Pt-1 1988) | Copper Armoured Cable |  |  | Per Meter | Kei | 1749.6 | 40 % | 2916 | IN STOCK | Copper | Armoured | BLACK | Class 2 (Stranded) | PVC | PVC | 2.5 |  | 650/1100V | 19 CORE | OEM | PVC | 2.5 SQMM X 19 CORE Armoured Copper CABLE | https://drive.google.com/file/d/1yFise4_xddA0uVANHPKOYkDhS7S14PT3/view?usp=sharing
1735 | HDC | Copper Armoured Cable - 2XWY / 2XFY (IS 7098 Pt-1 1988) | Copper Armoured Cable |  |  | Per Meter | Kei | 329.4 | 40 % | 549 | IN STOCK | Copper | Armoured | BLACK | Class 2 (Stranded) | PVC | PVC | 4 |  | 650/1100V | 2 CORE | OEM | PVC | 4 SQMM X 2 CORE Armoured Copper CABLE | https://drive.google.com/file/d/1jmNzuxo9ZDRR2qoVlS2JaSJ-YMI-w5So/view?usp=sharing
1736 | HDC | Copper Armoured Cable - 2XWY / 2XFY (IS 7098 Pt-1 1988) | Copper Armoured Cable |  |  | Per Meter | Kei | 468.6 | 40 % | 781 | IN STOCK | Copper | Armoured | BLACK | Class 2 (Stranded) | PVC | PVC | 6 |  | 650/1100V | 2 CORE | OEM | PVC | 6 SQMM X 2 CORE Armoured Copper CABLE | https://drive.google.com/file/d/1jmNzuxo9ZDRR2qoVlS2JaSJ-YMI-w5So/view?usp=sharing
1737 | HDC | Copper Armoured Cable - 2XWY / 2XFY (IS 7098 Pt-1 1988) | Copper Armoured Cable |  |  | Per Meter | Kei | 759.6 | 40 % | 1266 | IN STOCK | Copper | Armoured | BLACK | Class 2 (Stranded) | PVC | PVC | 10 |  | 650/1100V | 2 CORE | OEM | PVC | 10 SQMM X 2 CORE Armoured Copper CABLE | https://drive.google.com/file/d/1jmNzuxo9ZDRR2qoVlS2JaSJ-YMI-w5So/view?usp=sharing
1738 | HDC | Copper Armoured Cable - 2XWY / 2XFY (IS 7098 Pt-1 1988) | Copper Armoured Cable |  |  | Per Meter | Kei | 1074.6 | 40 % | 1791 | IN STOCK | Copper | Armoured | BLACK | Class 2 (Stranded) | PVC | PVC | 16 |  | 650/1100V | 2 CORE | OEM | PVC | 16 SQMM X 2 CORE Armoured Copper CABLE | https://drive.google.com/file/d/1jmNzuxo9ZDRR2qoVlS2JaSJ-YMI-w5So/view?usp=sharing
1739 | HDC | Copper Armoured Cable - 2XWY / 2XFY (IS 7098 Pt-1 1988) | Copper Armoured Cable |  |  | Per Meter | Kei | 1016.4 | 40 % | 1694 | IN STOCK | Copper | Armoured | BLACK | Class 2 (Stranded) | PVC | PVC | 25 |  | 650/1100V | 2 CORE | OEM | PVC | 25 SQMM X 2 CORE Armoured Copper CABLE | https://drive.google.com/file/d/1jmNzuxo9ZDRR2qoVlS2JaSJ-YMI-w5So/view?usp=sharing
1740 | HDC | Copper Armoured Cable - 2XWY / 2XFY (IS 7098 Pt-1 1988) | Copper Armoured Cable |  |  | Per Meter | Kei | 1387.8 | 40 % | 2313 | IN STOCK | Copper | Armoured | BLACK | Class 2 (Stranded) | PVC | PVC | 35 |  | 650/1100V | 2 CORE | OEM | PVC | 35 SQMM X 2 CORE Armoured Copper CABLE | https://drive.google.com/file/d/1jmNzuxo9ZDRR2qoVlS2JaSJ-YMI-w5So/view?usp=sharing
1741 | HDC | Copper Armoured Cable - 2XWY / 2XFY (IS 7098 Pt-1 1988) | Copper Armoured Cable |  |  | Per Meter | Kei | 1944 | 40 % | 3240 | IN STOCK | Copper | Armoured | BLACK | Class 2 (Stranded) | PVC | PVC | 50 |  | 650/1100V | 2 CORE | OEM | PVC | 50 SQMM X 2 CORE Armoured Copper CABLE | https://drive.google.com/file/d/1jmNzuxo9ZDRR2qoVlS2JaSJ-YMI-w5So/view?usp=sharing
1742 | HDC | Copper Armoured Cable - 2XWY / 2XFY (IS 7098 Pt-1 1988) | Copper Armoured Cable |  |  | Per Meter | Kei | 2678.4 | 40 % | 4464 | IN STOCK | Copper | Armoured | BLACK | Class 2 (Stranded) | PVC | PVC | 70 |  | 650/1100V | 2 CORE | OEM | PVC | 70 SQMM X 2 CORE Armoured Copper CABLE | https://drive.google.com/file/d/1jmNzuxo9ZDRR2qoVlS2JaSJ-YMI-w5So/view?usp=sharing
1743 | HDC | Copper Armoured Cable - 2XWY / 2XFY (IS 7098 Pt-1 1988) | Copper Armoured Cable |  |  | Per Meter | Kei | 3656.4 | 40 % | 6094 | IN STOCK | Copper | Armoured | BLACK | Class 2 (Stranded) | PVC | PVC | 95 |  | 650/1100V | 2 CORE | OEM | PVC | 95 SQMM X 2 CORE Armoured Copper CABLE | https://drive.google.com/file/d/1jmNzuxo9ZDRR2qoVlS2JaSJ-YMI-w5So/view?usp=sharing
1744 | HDC | Copper Armoured Cable - 2XWY / 2XFY (IS 7098 Pt-1 1988) | Copper Armoured Cable |  |  | Per Meter | Kei | 4583.4 | 40 % | 7639 | IN STOCK | Copper | Armoured | BLACK | Class 2 (Stranded) | PVC | PVC | 120 |  | 650/1100V | 2 CORE | OEM | PVC | 120 SQMM X 2 CORE Armoured Copper CABLE | https://drive.google.com/file/d/1jmNzuxo9ZDRR2qoVlS2JaSJ-YMI-w5So/view?usp=sharing
1745 | HDC | Copper Armoured Cable - 2XWY / 2XFY (IS 7098 Pt-1 1988) | Copper Armoured Cable |  |  | Per Meter | Kei | 5695.2 | 40 % | 9492 | IN STOCK | Copper | Armoured | BLACK | Class 2 (Stranded) | PVC | PVC | 150 |  | 650/1100V | 2 CORE | OEM | PVC | 150 SQMM X 2 CORE Armoured Copper CABLE | https://drive.google.com/file/d/1jmNzuxo9ZDRR2qoVlS2JaSJ-YMI-w5So/view?usp=sharing
1746 | HDC | Copper Armoured Cable - 2XWY / 2XFY (IS 7098 Pt-1 1988) | Copper Armoured Cable |  |  | Per Meter | Kei | 7004.4 | 40 % | 11674 | IN STOCK | Copper | Armoured | BLACK | Class 2 (Stranded) | PVC | PVC | 185 |  | 650/1100V | 2 CORE | OEM | PVC | 185 SQMM X 2 CORE Armoured Copper CABLE | https://drive.google.com/file/d/1jmNzuxo9ZDRR2qoVlS2JaSJ-YMI-w5So/view?usp=sharing
1747 | HDC | Copper Armoured Cable - 2XWY / 2XFY (IS 7098 Pt-1 1988) | Copper Armoured Cable |  |  | Per Meter | Kei | 9034.2 | 40 % | 15057 | IN STOCK | Copper | Armoured | BLACK | Class 2 (Stranded) | PVC | PVC | 240 |  | 650/1100V | 2 CORE | OEM | PVC | 240 SQMM X 2 CORE Armoured Copper CABLE | https://drive.google.com/file/d/1jmNzuxo9ZDRR2qoVlS2JaSJ-YMI-w5So/view?usp=sharing
1748 | HDC | Copper Armoured Cable - 2XWY / 2XFY (IS 7098 Pt-1 1988) | Copper Armoured Cable |  |  | Per Meter | Kei | 11251.8 | 40 % | 18753 | IN STOCK | Copper | Armoured | BLACK | Class 2 (Stranded) | PVC | PVC | 300 |  | 650/1100V | 2 CORE | OEM | PVC | 300 SQMM X 2 CORE Armoured Copper CABLE | https://drive.google.com/file/d/1jmNzuxo9ZDRR2qoVlS2JaSJ-YMI-w5So/view?usp=sharing
1749 | HDC | Copper Armoured Cable - 2XWY / 2XFY (IS 7098 Pt-1 1988) | Copper Armoured Cable |  |  | Per Meter | Kei | 14952.6 | 40 % | 24921 | IN STOCK | Copper | Armoured | BLACK | Class 2 (Stranded) | PVC | PVC | 400 |  | 650/1100V | 2 CORE | OEM | PVC | 400 SQMM X 2 CORE Armoured Copper CABLE | https://drive.google.com/file/d/1jmNzuxo9ZDRR2qoVlS2JaSJ-YMI-w5So/view?usp=sharing
1750 | HDC | Copper Armoured Cable - 2XWY / 2XFY (IS 7098 Pt-1 1988) | Copper Armoured Cable |  |  | Per Meter | Kei | 169.8 | 40 % | 283 | IN STOCK | Copper | Armoured | BLACK | Class 2 (Stranded) | PVC | PVC | 1.5 |  | 650/1100V | 2 CORE | OEM | PVC | 1.5 SQMM X 2 CORE Armoured Copper CABLE | https://drive.google.com/file/d/1jmNzuxo9ZDRR2qoVlS2JaSJ-YMI-w5So/view?usp=sharing
1751 | HDC | Copper Armoured Cable - 2XWY / 2XFY (IS 7098 Pt-1 1988) | Copper Armoured Cable |  |  | Per Meter | Kei | 238.8 | 40 % | 398 | IN STOCK | Copper | Armoured | BLACK | Class 2 (Stranded) | PVC | PVC | 2.5 |  | 650/1100V | 2 CORE | OEM | PVC | 2.5 SQMM X 2 CORE Armoured Copper CABLE | https://drive.google.com/file/d/1jmNzuxo9ZDRR2qoVlS2JaSJ-YMI-w5So/view?usp=sharing
1752 | HDC | Copper Armoured Cable - 2XWY / 2XFY (IS 7098 Pt-1 1988) | Copper Armoured Cable |  |  | Per Meter | Kei | 169.8 | 40 % | 283 | IN STOCK | Copper | Armoured | BLACK | Class 2 (Stranded) | PVC | PVC | 1.5 |  | 650/1100V | 2 CORE | OEM | PVC | 1.5 SQMM X 2 CORE Armoured Copper CABLE | https://drive.google.com/file/d/1jmNzuxo9ZDRR2qoVlS2JaSJ-YMI-w5So/view?usp=sharing
1753 | HDC | Copper Armoured Cable - 2XWY / 2XFY (IS 7098 Pt-1 1988) | Copper Armoured Cable |  |  | Per Meter | Kei | 238.8 | 40 % | 398 | IN STOCK | Copper | Armoured | BLACK | Class 2 (Stranded) | PVC | PVC | 2.5 |  | 650/1100V | 2 CORE | OEM | PVC | 2.5 SQMM X 2 CORE Armoured Copper CABLE | https://drive.google.com/file/d/1jmNzuxo9ZDRR2qoVlS2JaSJ-YMI-w5So/view?usp=sharing
1754 | HDC | Copper Armoured Cable - 2XWY / 2XFY (IS 7098 Pt-1 1988) | Copper Armoured Cable |  |  | Per Meter | Kei | 1352.4 | 40 % | 2254 | IN STOCK | Copper | Armoured | BLACK | Class 2 (Stranded) | PVC | PVC | 1.5 |  | 650/1100V | 24 CORE | OEM | PVC | 1.5 SQMM X 24 CORE Armoured Copper CABLE | https://drive.google.com/file/d/1yFise4_xddA0uVANHPKOYkDhS7S14PT3/view?usp=sharing
1755 | HDC | Copper Armoured Cable - 2XWY / 2XFY (IS 7098 Pt-1 1988) | Copper Armoured Cable |  |  | Per Meter | Kei | 2203.8 | 40 % | 3673 | IN STOCK | Copper | Armoured | BLACK | Class 2 (Stranded) | PVC | PVC | 2.5 |  | 650/1100V | 24 CORE | OEM | PVC | 2.5 SQMM X 24 CORE Armoured Copper CABLE | https://drive.google.com/file/d/1yFise4_xddA0uVANHPKOYkDhS7S14PT3/view?usp=sharing
1756 | HDC | Copper Armoured Cable - 2XWY / 2XFY (IS 7098 Pt-1 1988) | Copper Armoured Cable |  |  | Per Meter | Kei | 1533 | 40 % | 2555 | IN STOCK | Copper | Armoured | BLACK | Class 2 (Stranded) | PVC | PVC | 1.5 |  | 650/1100V | 27 CORE | OEM | PVC | 1.5 SQMM X 27 CORE Armoured Copper CABLE | https://drive.google.com/file/d/1yFise4_xddA0uVANHPKOYkDhS7S14PT3/view?usp=sharing
1757 | HDC | Copper Armoured Cable - 2XWY / 2XFY (IS 7098 Pt-1 1988) | Copper Armoured Cable |  |  | Per Meter | Kei | 2511.6 | 40 % | 4186 | IN STOCK | Copper | Armoured | BLACK | Class 2 (Stranded) | PVC | PVC | 2.5 |  | 650/1100V | 27 CORE | OEM | PVC | 2.5 SQMM X 27 CORE Armoured Copper CABLE | https://drive.google.com/file/d/1yFise4_xddA0uVANHPKOYkDhS7S14PT3/view?usp=sharing
1758 | HDC | Copper Armoured Cable - 2XWY / 2XFY (IS 7098 Pt-1 1988) | Copper Armoured Cable |  |  | Per Meter | Kei | 456.6 | 40 % | 761 | IN STOCK | Copper | Armoured | BLACK | Class 2 (Stranded) | PVC | PVC | 4 |  | 650/1100V | 3 CORE | OEM | PVC | 4 SQMM X 3 CORE Armoured Copper CABLE | https://drive.google.com/file/d/1zGz3hLIHLhe0BPvpsPUJcWKHh72mkZeq/view?usp=sharing
1759 | HDC | Copper Armoured Cable - 2XWY / 2XFY (IS 7098 Pt-1 1988) | Copper Armoured Cable |  |  | Per Meter | Kei | 661.2 | 40 % | 1102 | IN STOCK | Copper | Armoured | BLACK | Class 2 (Stranded) | PVC | PVC | 6 |  | 650/1100V | 3 CORE | OEM | PVC | 6 SQMM X 3 CORE Armoured Copper CABLE | https://drive.google.com/file/d/1zGz3hLIHLhe0BPvpsPUJcWKHh72mkZeq/view?usp=sharing
1760 | HDC | Copper Armoured Cable - 2XWY / 2XFY (IS 7098 Pt-1 1988) | Copper Armoured Cable |  |  | Per Meter | Kei | 1081.8 | 40 % | 1803 | IN STOCK | Copper | Armoured | BLACK | Class 2 (Stranded) | PVC | PVC | 10 |  | 650/1100V | 3 CORE | OEM | PVC | 10 SQMM X 3 CORE Armoured Copper CABLE | https://drive.google.com/file/d/1zGz3hLIHLhe0BPvpsPUJcWKHh72mkZeq/view?usp=sharing
1761 | HDC | Copper Armoured Cable - 2XWY / 2XFY (IS 7098 Pt-1 1988) | Copper Armoured Cable |  |  | Per Meter | Kei | 1607.4 | 40 % | 2679 | IN STOCK | Copper | Armoured | BLACK | Class 2 (Stranded) | PVC | PVC | 16 |  | 650/1100V | 3 CORE | OEM | PVC | 16 SQMM X 3 CORE Armoured Copper CABLE | https://drive.google.com/file/d/1zGz3hLIHLhe0BPvpsPUJcWKHh72mkZeq/view?usp=sharing
1762 | HDC | Copper Armoured Cable - 2XWY / 2XFY (IS 7098 Pt-1 1988) | Copper Armoured Cable |  |  | Per Meter | Kei | 2511.6 | 40 % | 4186 | IN STOCK | Copper | Armoured | BLACK | Class 2 (Stranded) | PVC | PVC | 25 |  | 650/1100V | 3 CORE | OEM | PVC | 25 SQMM X 3 CORE Armoured Copper CABLE | https://drive.google.com/file/d/1zGz3hLIHLhe0BPvpsPUJcWKHh72mkZeq/view?usp=sharing
1763 | HDC | Copper Armoured Cable - 2XWY / 2XFY (IS 7098 Pt-1 1988) | Copper Armoured Cable |  |  | Per Meter | Kei | 3623.4 | 40 % | 6039 | IN STOCK | Copper | Armoured | BLACK | Class 2 (Stranded) | PVC | PVC | 35 |  | 650/1100V | 3 CORE | OEM | PVC | 35 SQMM X 3 CORE Armoured Copper CABLE | https://drive.google.com/file/d/1zGz3hLIHLhe0BPvpsPUJcWKHh72mkZeq/view?usp=sharing
1764 | HDC | Copper Armoured Cable - 2XWY / 2XFY (IS 7098 Pt-1 1988) | Copper Armoured Cable |  |  | Per Meter | Kei | 4888.8 | 40 % | 8148 | IN STOCK | Copper | Armoured | BLACK | Class 2 (Stranded) | PVC | PVC | 50 |  | 650/1100V | 3 CORE | OEM | PVC | 50 SQMM X 3 CORE Armoured Copper CABLE | https://drive.google.com/file/d/1zGz3hLIHLhe0BPvpsPUJcWKHh72mkZeq/view?usp=sharing
1765 | HDC | Copper Armoured Cable - 2XWY / 2XFY (IS 7098 Pt-1 1988) | Copper Armoured Cable |  |  | Per Meter | Kei | 7089.6 | 40 % | 11816 | IN STOCK | Copper | Armoured | BLACK | Class 2 (Stranded) | PVC | PVC | 70 |  | 650/1100V | 3 CORE | OEM | PVC | 70 SQMM X 3 CORE Armoured Copper CABLE | https://drive.google.com/file/d/1zGz3hLIHLhe0BPvpsPUJcWKHh72mkZeq/view?usp=sharing
1766 | HDC | Copper Armoured Cable - 2XWY / 2XFY (IS 7098 Pt-1 1988) | Copper Armoured Cable |  |  | Per Meter | Kei | 10152.6 | 40 % | 16921 | IN STOCK | Copper | Armoured | BLACK | Class 2 (Stranded) | PVC | PVC | 95 |  | 650/1100V | 3 CORE | OEM | PVC | 95 SQMM X 3 CORE Armoured Copper CABLE | https://drive.google.com/file/d/1zGz3hLIHLhe0BPvpsPUJcWKHh72mkZeq/view?usp=sharing
1767 | HDC | Copper Armoured Cable - 2XWY / 2XFY (IS 7098 Pt-1 1988) | Copper Armoured Cable |  |  | Per Meter | Kei | 12520.8 | 40 % | 20868 | IN STOCK | Copper | Armoured | BLACK | Class 2 (Stranded) | PVC | PVC | 120 |  | 650/1100V | 3 CORE | OEM | PVC | 120 SQMM X 3 CORE Armoured Copper CABLE | https://drive.google.com/file/d/1zGz3hLIHLhe0BPvpsPUJcWKHh72mkZeq/view?usp=sharing
1768 | HDC | Copper Armoured Cable - 2XWY / 2XFY (IS 7098 Pt-1 1988) | Copper Armoured Cable |  |  | Per Meter | Kei | 15409.8 | 40 % | 25683 | IN STOCK | Copper | Armoured | BLACK | Class 2 (Stranded) | PVC | PVC | 150 |  | 650/1100V | 3 CORE | OEM | PVC | 150 SQMM X 3 CORE Armoured Copper CABLE | https://drive.google.com/file/d/1zGz3hLIHLhe0BPvpsPUJcWKHh72mkZeq/view?usp=sharing
1769 | HDC | Copper Armoured Cable - 2XWY / 2XFY (IS 7098 Pt-1 1988) | Copper Armoured Cable |  |  | Per Meter | Kei | 19516.8 | 40 % | 32528 | IN STOCK | Copper | Armoured | BLACK | Class 2 (Stranded) | PVC | PVC | 185 |  | 650/1100V | 3 CORE | OEM | PVC | 185 SQMM X 3 CORE Armoured Copper CABLE | https://drive.google.com/file/d/1zGz3hLIHLhe0BPvpsPUJcWKHh72mkZeq/view?usp=sharing
1770 | HDC | Copper Armoured Cable - 2XWY / 2XFY (IS 7098 Pt-1 1988) | Copper Armoured Cable |  |  | Per Meter | Kei | 25455.6 | 40 % | 42426 | IN STOCK | Copper | Armoured | BLACK | Class 2 (Stranded) | PVC | PVC | 240 |  | 650/1100V | 3 CORE | OEM | PVC | 240 SQMM X 3 CORE Armoured Copper CABLE | https://drive.google.com/file/d/1zGz3hLIHLhe0BPvpsPUJcWKHh72mkZeq/view?usp=sharing
1771 | HDC | Copper Armoured Cable - 2XWY / 2XFY (IS 7098 Pt-1 1988) | Copper Armoured Cable |  |  | Per Meter | Kei | 32514 | 40 % | 54190 | IN STOCK | Copper | Armoured | BLACK | Class 2 (Stranded) | PVC | PVC | 300 |  | 650/1100V | 3 CORE | OEM | PVC | 300 SQMM X 3 CORE Armoured Copper CABLE | https://drive.google.com/file/d/1zGz3hLIHLhe0BPvpsPUJcWKHh72mkZeq/view?usp=sharing
1772 | HDC | Copper Armoured Cable - 2XWY / 2XFY (IS 7098 Pt-1 1988) | Copper Armoured Cable |  |  | Per Meter | Kei | 42049.2 | 40 % | 70082 | IN STOCK | Copper | Armoured | BLACK | Class 2 (Stranded) | PVC | PVC | 400 |  | 650/1100V | 3 CORE | OEM | PVC | 400 SQMM X 3 CORE Armoured Copper CABLE | https://drive.google.com/file/d/1zGz3hLIHLhe0BPvpsPUJcWKHh72mkZeq/view?usp=sharing
1773 | HDC | Copper Armoured Cable - 2XWY / 2XFY (IS 7098 Pt-1 1988) | Copper Armoured Cable |  |  | Per Meter | Kei | 216 | 40 % | 360 | IN STOCK | Copper | Armoured | BLACK | Class 2 (Stranded) | PVC | PVC | 1.5 |  | 650/1100V | 3 CORE | OEM | PVC | 1.5 SQMM X 3 CORE Armoured Copper CABLE | https://drive.google.com/file/d/1zGz3hLIHLhe0BPvpsPUJcWKHh72mkZeq/view?usp=sharing
1774 | HDC | Copper Armoured Cable - 2XWY / 2XFY (IS 7098 Pt-1 1988) | Copper Armoured Cable |  |  | Per Meter | Kei | 317.4 | 40 % | 529 | IN STOCK | Copper | Armoured | BLACK | Class 2 (Stranded) | PVC | PVC | 2.5 |  | 650/1100V | 3 CORE | OEM | PVC | 2.5 SQMM X 3 CORE Armoured Copper CABLE | https://drive.google.com/file/d/1zGz3hLIHLhe0BPvpsPUJcWKHh72mkZeq/view?usp=sharing
1775 | HDC | Copper Armoured Cable - 2XWY / 2XFY (IS 7098 Pt-1 1988) | Copper Armoured Cable |  |  | Per Meter | Kei | 0 | 40 % |  | IN STOCK | Copper | Armoured | BLACK | Class 2 (Stranded) | PVC | PVC | 25 |  | 650/1100V | 3.5 CORE | OEM | PVC | 25 SQMM X 3.5 CORE Armoured Copper CABLE | https://drive.google.com/file/d/1rHo_wB11qlLqS_JeWSLovPpE02ZsaALv/view?usp=sharing
1776 | HDC | Copper Armoured Cable - 2XWY / 2XFY (IS 7098 Pt-1 1988) | Copper Armoured Cable |  |  | Per Meter | Kei | 0 | 40 % |  | IN STOCK | Copper | Armoured | BLACK | Class 2 (Stranded) | PVC | PVC | 35 |  | 650/1100V | 3.5 CORE | OEM | PVC | 35 SQMM X 3.5 CORE Armoured Copper CABLE | https://drive.google.com/file/d/1rHo_wB11qlLqS_JeWSLovPpE02ZsaALv/view?usp=sharing
1777 | HDC | Copper Armoured Cable - 2XWY / 2XFY (IS 7098 Pt-1 1988) | Copper Armoured Cable |  |  | Per Meter | Kei | 0 | 40 % |  | IN STOCK | Copper | Armoured | BLACK | Class 2 (Stranded) | PVC | PVC | 50 |  | 650/1100V | 3.5 CORE | OEM | PVC | 50 SQMM X 3.5 CORE Armoured Copper CABLE | https://drive.google.com/file/d/1rHo_wB11qlLqS_JeWSLovPpE02ZsaALv/view?usp=sharing
1778 | HDC | Copper Armoured Cable - 2XWY / 2XFY (IS 7098 Pt-1 1988) | Copper Armoured Cable |  |  | Per Meter | Kei |  | 40 % |  | IN STOCK |  | Armoured | BLACK |  |  |  | 70 |  |  | 3.5 CORE | OEM | PVC | 70 SQMM X 3.5 CORE Armoured CABLE | https://drive.google.com/file/d/1rHo_wB11qlLqS_JeWSLovPpE02ZsaALv/view?usp=sharing
1779 | HDC | Copper Armoured Cable - 2XWY / 2XFY (IS 7098 Pt-1 1988) | Copper Armoured Cable |  |  | Per Meter | Kei |  | 40 % |  | IN STOCK |  | Armoured | BLACK |  |  |  | 95 |  |  | 3.5 CORE | OEM | PVC | 95 SQMM X 3.5 CORE Armoured CABLE | https://drive.google.com/file/d/1rHo_wB11qlLqS_JeWSLovPpE02ZsaALv/view?usp=sharing
1780 | HDC | Copper Armoured Cable - 2XWY / 2XFY (IS 7098 Pt-1 1988) | Copper Armoured Cable |  |  | Per Meter | Kei |  | 40 % |  | IN STOCK |  | Armoured | BLACK |  |  |  | 120 |  |  | 3.5 CORE | OEM | PVC | 120 SQMM X 3.5 CORE Armoured CABLE | https://drive.google.com/file/d/1rHo_wB11qlLqS_JeWSLovPpE02ZsaALv/view?usp=sharing
1781 | HDC | Copper Armoured Cable - 2XWY / 2XFY (IS 7098 Pt-1 1988) | Copper Armoured Cable |  |  | Per Meter | Kei |  | 40 % |  | IN STOCK |  | Armoured | BLACK |  |  |  | 150 |  |  | 3.5 CORE | OEM | PVC | 150 SQMM X 3.5 CORE Armoured CABLE | https://drive.google.com/file/d/1rHo_wB11qlLqS_JeWSLovPpE02ZsaALv/view?usp=sharing
1782 | HDC | Copper Armoured Cable - 2XWY / 2XFY (IS 7098 Pt-1 1988) | Copper Armoured Cable |  |  | Per Meter | Kei |  | 40 % |  | IN STOCK |  | Armoured | BLACK |  |  |  | 185 |  |  | 3.5 CORE | OEM | PVC | 185 SQMM X 3.5 CORE Armoured CABLE | https://drive.google.com/file/d/1rHo_wB11qlLqS_JeWSLovPpE02ZsaALv/view?usp=sharing
1783 | HDC | Copper Armoured Cable - 2XWY / 2XFY (IS 7098 Pt-1 1988) | Copper Armoured Cable |  |  | Per Meter | Kei |  | 40 % |  | IN STOCK |  | Armoured | BLACK |  |  |  | 240 |  |  | 3.5 CORE | OEM | PVC | 240 SQMM X 3.5 CORE Armoured CABLE | https://drive.google.com/file/d/1rHo_wB11qlLqS_JeWSLovPpE02ZsaALv/view?usp=sharing
1784 | HDC | Copper Armoured Cable - 2XWY / 2XFY (IS 7098 Pt-1 1988) | Copper Armoured Cable |  |  | Per Meter | Kei |  | 40 % |  | IN STOCK |  | Armoured | BLACK |  |  |  | 300 |  |  | 3.5 CORE | OEM | PVC | 300 SQMM X 3.5 CORE Armoured CABLE | https://drive.google.com/file/d/1rHo_wB11qlLqS_JeWSLovPpE02ZsaALv/view?usp=sharing
1785 | HDC | Copper Armoured Cable - 2XWY / 2XFY (IS 7098 Pt-1 1988) | Copper Armoured Cable |  |  | Per Meter | Kei |  | 40 % |  | IN STOCK |  | Armoured | BLACK |  |  |  | 400 |  |  | 3.5 CORE | OEM | PVC | 400 SQMM X 3.5 CORE Armoured CABLE | https://drive.google.com/file/d/1rHo_wB11qlLqS_JeWSLovPpE02ZsaALv/view?usp=sharing
1786 | HDC | Copper Armoured Cable - 2XWY / 2XFY (IS 7098 Pt-1 1988) | Copper Armoured Cable |  |  | Per Meter | Kei | 1708.8 | 40 % | 2848 | IN STOCK | Copper | Armoured | BLACK | Class 2 (Stranded) | PVC | PVC | 1.5 |  | 650/1100V | 30 CORE | OEM | PVC | 1.5 SQMM X 30 CORE Armoured Copper CABLE | https://drive.google.com/file/d/1rHo_wB11qlLqS_JeWSLovPpE02ZsaALv/view?usp=sharing
1787 | HDC | Copper Armoured Cable - 2XWY / 2XFY (IS 7098 Pt-1 1988) | Copper Armoured Cable |  |  | Per Meter | Kei | 3020.4 | 40 % | 5034 | IN STOCK | Copper | Armoured | BLACK | Class 2 (Stranded) | PVC | PVC | 2.5 |  | 650/1100V | 30 CORE | OEM | PVC | 2.5 SQMM X 30 CORE Armoured Copper CABLE | https://drive.google.com/file/d/1rHo_wB11qlLqS_JeWSLovPpE02ZsaALv/view?usp=sharing
1788 | HDC | Copper Armoured Cable - 2XWY / 2XFY (IS 7098 Pt-1 1988) | Copper Armoured Cable |  |  | Per Meter | Kei | 2217 | 40 % | 3695 | IN STOCK | Copper | Armoured | BLACK | Class 2 (Stranded) | PVC | PVC | 1.5 |  | 650/1100V | 37 CORE | OEM | PVC | 1.5 SQMM X 37 CORE Armoured Copper CABLE | https://drive.google.com/file/d/1rHo_wB11qlLqS_JeWSLovPpE02ZsaALv/view?usp=sharing
1789 | HDC | Copper Armoured Cable - 2XWY / 2XFY (IS 7098 Pt-1 1988) | Copper Armoured Cable |  |  | Per Meter | Kei | 3526.8 | 40 % | 5878 | IN STOCK | Copper | Armoured | BLACK | Class 2 (Stranded) | PVC | PVC | 2.5 |  | 650/1100V | 37 CORE | OEM | PVC | 2.5 SQMM X 37 CORE Armoured Copper CABLE | https://drive.google.com/file/d/1rHo_wB11qlLqS_JeWSLovPpE02ZsaALv/view?usp=sharing
1790 | HDC | Copper Armoured Cable - 2XWY / 2XFY (IS 7098 Pt-1 1988) | Copper Armoured Cable |  |  | Per Meter | Kei | 594 | 40 % | 990 | IN STOCK | Copper | Armoured | BLACK | Class 2 (Stranded) | PVC | PVC | 4 |  | 650/1100V | 4 CORE | OEM | PVC | 4 SQMM X 4 CORE Armoured Copper CABLE | https://drive.google.com/file/d/13BWGkHQzgBHhdcbHGcA0OuQNtFckA6KZ/view?usp=sharing
1791 | HDC | Copper Armoured Cable - 2XWY / 2XFY (IS 7098 Pt-1 1988) | Copper Armoured Cable |  |  | Per Meter | Kei | 859.8 | 40 % | 1433 | IN STOCK | Copper | Armoured | BLACK | Class 2 (Stranded) | PVC | PVC | 6 |  | 650/1100V | 4 CORE | OEM | PVC | 6 SQMM X 4 CORE Armoured Copper CABLE | https://drive.google.com/file/d/13BWGkHQzgBHhdcbHGcA0OuQNtFckA6KZ/view?usp=sharing
1792 | HDC | Copper Armoured Cable - 2XWY / 2XFY (IS 7098 Pt-1 1988) | Copper Armoured Cable |  |  | Per Meter | Kei | 1431.6 | 40 % | 2386 | IN STOCK | Copper | Armoured | BLACK | Class 2 (Stranded) | PVC | PVC | 10 |  | 650/1100V | 4 CORE | OEM | PVC | 10 SQMM X 4 CORE Armoured Copper CABLE | https://drive.google.com/file/d/13BWGkHQzgBHhdcbHGcA0OuQNtFckA6KZ/view?usp=sharing
1793 | HDC | Copper Armoured Cable - 2XWY / 2XFY (IS 7098 Pt-1 1988) | Copper Armoured Cable |  |  | Per Meter | Kei | 2111.4 | 40 % | 3519 | IN STOCK | Copper | Armoured | BLACK | Class 2 (Stranded) | PVC | PVC | 16 |  | 650/1100V | 4 CORE | OEM | PVC | 16 SQMM X 4 CORE Armoured Copper CABLE | https://drive.google.com/file/d/13BWGkHQzgBHhdcbHGcA0OuQNtFckA6KZ/view?usp=sharing
1794 | HDC | Copper Armoured Cable - 2XWY / 2XFY (IS 7098 Pt-1 1988) | Copper Armoured Cable |  |  | Per Meter | Kei | 3340.8 | 40 % | 5568 | IN STOCK | Copper | Armoured | BLACK | Class 2 (Stranded) | PVC | PVC | 25 |  | 650/1100V | 4 CORE | OEM | PVC | 25 SQMM X 4 CORE Armoured Copper CABLE | https://drive.google.com/file/d/13BWGkHQzgBHhdcbHGcA0OuQNtFckA6KZ/view?usp=sharing
1795 | HDC | Copper Armoured Cable - 2XWY / 2XFY (IS 7098 Pt-1 1988) | Copper Armoured Cable |  |  | Per Meter | Kei | 4794 | 40 % | 7990 | IN STOCK | Copper | Armoured | BLACK | Class 2 (Stranded) | PVC | PVC | 35 |  | 650/1100V | 4 CORE | OEM | PVC | 35 SQMM X 4 CORE Armoured Copper CABLE | https://drive.google.com/file/d/13BWGkHQzgBHhdcbHGcA0OuQNtFckA6KZ/view?usp=sharing
1796 | HDC | Copper Armoured Cable - 2XWY / 2XFY (IS 7098 Pt-1 1988) | Copper Armoured Cable |  |  | Per Meter | Kei | 6533.4 | 40 % | 10889 | IN STOCK | Copper | Armoured | BLACK | Class 2 (Stranded) | PVC | PVC | 50 |  | 650/1100V | 4 CORE | OEM | PVC | 50 SQMM X 4 CORE Armoured Copper CABLE | https://drive.google.com/file/d/13BWGkHQzgBHhdcbHGcA0OuQNtFckA6KZ/view?usp=sharing
1797 | HDC | Copper Armoured Cable - 2XWY / 2XFY (IS 7098 Pt-1 1988) | Copper Armoured Cable |  |  | Per Meter | Kei | 9494.4 | 40 % | 15824 | IN STOCK | Copper | Armoured | BLACK | Class 2 (Stranded) | PVC | PVC | 70 |  | 650/1100V | 4 CORE | OEM | PVC | 70 SQMM X 4 CORE Armoured Copper CABLE | https://drive.google.com/file/d/13BWGkHQzgBHhdcbHGcA0OuQNtFckA6KZ/view?usp=sharing
1798 | HDC | Copper Armoured Cable - 2XWY / 2XFY (IS 7098 Pt-1 1988) | Copper Armoured Cable |  |  | Per Meter | Kei | 13413.6 | 40 % | 22356 | IN STOCK | Copper | Armoured | BLACK | Class 2 (Stranded) | PVC | PVC | 95 |  | 650/1100V | 4 CORE | OEM | PVC | 95 SQMM X 4 CORE Armoured Copper CABLE | https://drive.google.com/file/d/13BWGkHQzgBHhdcbHGcA0OuQNtFckA6KZ/view?usp=sharing
1799 | HDC | Copper Armoured Cable - 2XWY / 2XFY (IS 7098 Pt-1 1988) | Copper Armoured Cable |  |  | Per Meter | Kei | 16695.6 | 40 % | 27826 | IN STOCK | Copper | Armoured | BLACK | Class 2 (Stranded) | PVC | PVC | 120 |  | 650/1100V | 4 CORE | OEM | PVC | 120 SQMM X 4 CORE Armoured Copper CABLE | https://drive.google.com/file/d/13BWGkHQzgBHhdcbHGcA0OuQNtFckA6KZ/view?usp=sharing
1800 | HDC | Copper Armoured Cable - 2XWY / 2XFY (IS 7098 Pt-1 1988) | Copper Armoured Cable |  |  | Per Meter | Kei | 20661 | 40 % | 34435 | IN STOCK | Copper | Armoured | BLACK | Class 2 (Stranded) | PVC | PVC | 150 |  | 650/1100V | 4 CORE | OEM | PVC | 150 SQMM X 4 CORE Armoured Copper CABLE | https://drive.google.com/file/d/13BWGkHQzgBHhdcbHGcA0OuQNtFckA6KZ/view?usp=sharing
1801 | HDC | Copper Armoured Cable - 2XWY / 2XFY (IS 7098 Pt-1 1988) | Copper Armoured Cable |  |  | Per Meter | Kei | 25848.6 | 40 % | 43081 | IN STOCK | Copper | Armoured | BLACK | Class 2 (Stranded) | PVC | PVC | 185 |  | 650/1100V | 4 CORE | OEM | PVC | 185 SQMM X 4 CORE Armoured Copper CABLE | https://drive.google.com/file/d/13BWGkHQzgBHhdcbHGcA0OuQNtFckA6KZ/view?usp=sharing
1802 | HDC | Copper Armoured Cable - 2XWY / 2XFY (IS 7098 Pt-1 1988) | Copper Armoured Cable |  |  | Per Meter | Kei | 33796.2 | 40 % | 56327 | IN STOCK | Copper | Armoured | BLACK | Class 2 (Stranded) | PVC | PVC | 240 |  | 650/1100V | 4 CORE | OEM | PVC | 240 SQMM X 4 CORE Armoured Copper CABLE | https://drive.google.com/file/d/13BWGkHQzgBHhdcbHGcA0OuQNtFckA6KZ/view?usp=sharing
1803 | HDC | Copper Armoured Cable - 2XWY / 2XFY (IS 7098 Pt-1 1988) | Copper Armoured Cable |  |  | Per Meter | Kei | 42889.8 | 40 % | 71483 | IN STOCK | Copper | Armoured | BLACK | Class 2 (Stranded) | PVC | PVC | 300 |  | 650/1100V | 4 CORE | OEM | PVC | 300 SQMM X 4 CORE Armoured Copper CABLE | https://drive.google.com/file/d/13BWGkHQzgBHhdcbHGcA0OuQNtFckA6KZ/view?usp=sharing
1804 | HDC | Copper Armoured Cable - 2XWY / 2XFY (IS 7098 Pt-1 1988) | Copper Armoured Cable |  |  | Per Meter | Kei | 58575.6 | 40 % | 97626 | IN STOCK | Copper | Armoured | BLACK | Class 2 (Stranded) | PVC | PVC | 400 |  | 650/1100V | 4 CORE | OEM | PVC | 400 SQMM X 4 CORE Armoured Copper CABLE | https://drive.google.com/file/d/13BWGkHQzgBHhdcbHGcA0OuQNtFckA6KZ/view?usp=sharing
1805 | HDC | Copper Armoured Cable - 2XWY / 2XFY (IS 7098 Pt-1 1988) | Copper Armoured Cable |  |  | Per Meter | Kei | 271.2 | 40 % | 452 | IN STOCK | Copper | Armoured | BLACK | Class 2 (Stranded) | PVC | PVC | 1.5 |  | 650/1100V | 4 CORE | OEM | PVC | 1.5 SQMM X 4 CORE Armoured Copper CABLE | https://drive.google.com/file/d/13BWGkHQzgBHhdcbHGcA0OuQNtFckA6KZ/view?usp=sharing
1806 | HDC | Copper Armoured Cable - 2XWY / 2XFY (IS 7098 Pt-1 1988) | Copper Armoured Cable |  |  | Per Meter | Kei | 409.2 | 40 % | 682 | IN STOCK | Copper | Armoured | BLACK | Class 2 (Stranded) | PVC | PVC | 2.5 |  | 650/1100V | 4 CORE | OEM | PVC | 2.5 SQMM X 4 CORE Armoured Copper CABLE | https://drive.google.com/file/d/13BWGkHQzgBHhdcbHGcA0OuQNtFckA6KZ/view?usp=sharing
1807 | HDC | Copper Armoured Cable - 2XWY / 2XFY (IS 7098 Pt-1 1988) | Copper Armoured Cable |  |  | Per Meter | Kei | 829.2 | 40 % | 1382 | IN STOCK | Copper | Armoured | BLACK | Class 2 (Stranded) | PVC | PVC | 4 |  | 650/1100V | 5 CORE | OEM | PVC | 4 SQMM X 5 CORE Armoured Copper CABLE | https://drive.google.com/file/d/1USIy1SFBfpdy92W50iwm-PepEo9wrQKh/view?usp=sharing
1808 | HDC | Copper Armoured Cable - 2XWY / 2XFY (IS 7098 Pt-1 1988) | Copper Armoured Cable |  |  | Per Meter | Kei | 1231.8 | 40 % | 2053 | IN STOCK | Copper | Armoured | BLACK | Class 2 (Stranded) | PVC | PVC | 6 |  | 650/1100V | 5 CORE | OEM | PVC | 6 SQMM X 5 CORE Armoured Copper CABLE | https://drive.google.com/file/d/1USIy1SFBfpdy92W50iwm-PepEo9wrQKh/view?usp=sharing
1809 | HDC | Copper Armoured Cable - 2XWY / 2XFY (IS 7098 Pt-1 1988) | Copper Armoured Cable |  |  | Per Meter | Kei | 1894.8 | 40 % | 3158 | IN STOCK | Copper | Armoured | BLACK | Class 2 (Stranded) | PVC | PVC | 10 |  | 650/1100V | 5 CORE | OEM | PVC | 10 SQMM X 5 CORE Armoured Copper CABLE | https://drive.google.com/file/d/1USIy1SFBfpdy92W50iwm-PepEo9wrQKh/view?usp=sharing
1810 | HDC | Copper Armoured Cable - 2XWY / 2XFY (IS 7098 Pt-1 1988) | Copper Armoured Cable |  |  | Per Meter | Kei | 2823 | 40 % | 4705 | IN STOCK | Copper | Armoured | BLACK | Class 2 (Stranded) | PVC | PVC | 16 |  | 650/1100V | 5 CORE | OEM | PVC | 16 SQMM X 5 CORE Armoured Copper CABLE | https://drive.google.com/file/d/1USIy1SFBfpdy92W50iwm-PepEo9wrQKh/view?usp=sharing
1811 | HDC | Copper Armoured Cable - 2XWY / 2XFY (IS 7098 Pt-1 1988) | Copper Armoured Cable |  |  | Per Meter | Kei | 5154 | 40 % | 8590 | IN STOCK | Copper | Armoured | BLACK | Class 2 (Stranded) | PVC | PVC | 25 |  | 650/1100V | 5 CORE | OEM | PVC | 25 SQMM X 5 CORE Armoured Copper CABLE | https://drive.google.com/file/d/1USIy1SFBfpdy92W50iwm-PepEo9wrQKh/view?usp=sharing
1812 | HDC | Copper Armoured Cable - 2XWY / 2XFY (IS 7098 Pt-1 1988) | Copper Armoured Cable |  |  | Per Meter | Kei | 7103.4 | 40 % | 11839 | IN STOCK | Copper | Armoured | BLACK | Class 2 (Stranded) | PVC | PVC | 35 |  | 650/1100V | 5 CORE | OEM | PVC | 35 SQMM X 5 CORE Armoured Copper CABLE | https://drive.google.com/file/d/1USIy1SFBfpdy92W50iwm-PepEo9wrQKh/view?usp=sharing
1813 | HDC | Copper Armoured Cable - 2XWY / 2XFY (IS 7098 Pt-1 1988) | Copper Armoured Cable |  |  | Per Meter | Kei | 9767.4 | 40 % | 16279 | IN STOCK | Copper | Armoured | BLACK | Class 2 (Stranded) | PVC | PVC | 50 |  | 650/1100V | 5 CORE | OEM | PVC | 50 SQMM X 5 CORE Armoured Copper CABLE | https://drive.google.com/file/d/1USIy1SFBfpdy92W50iwm-PepEo9wrQKh/view?usp=sharing
1814 | HDC | Copper Armoured Cable - 2XWY / 2XFY (IS 7098 Pt-1 1988) | Copper Armoured Cable |  |  | Per Meter | Kei | 0 | 40 % |  | IN STOCK | Copper | Armoured | BLACK | Class 2 (Stranded) | PVC | PVC | 70 |  | 650/1100V | 5 CORE | OEM | PVC | 70 SQMM X 5 CORE Armoured Copper CABLE | https://drive.google.com/file/d/1USIy1SFBfpdy92W50iwm-PepEo9wrQKh/view?usp=sharing
1815 | HDC | Copper Armoured Cable - 2XWY / 2XFY (IS 7098 Pt-1 1988) | Copper Armoured Cable |  |  | Per Meter | Kei | 0 | 40 % |  | IN STOCK | Copper | Armoured | BLACK | Class 2 (Stranded) | PVC | PVC | 95 |  | 650/1100V | 5 CORE | OEM | PVC | 95 SQMM X 5 CORE Armoured Copper CABLE | https://drive.google.com/file/d/1USIy1SFBfpdy92W50iwm-PepEo9wrQKh/view?usp=sharing
1816 | HDC | Copper Armoured Cable - 2XWY / 2XFY (IS 7098 Pt-1 1988) | Copper Armoured Cable |  |  | Per Meter | Kei | 0 | 40 % |  | IN STOCK | Copper | Armoured | BLACK | Class 2 (Stranded) | PVC | PVC | 120 |  | 650/1100V | 5 CORE | OEM | PVC | 120 SQMM X 5 CORE Armoured Copper CABLE | https://drive.google.com/file/d/1USIy1SFBfpdy92W50iwm-PepEo9wrQKh/view?usp=sharing
1817 | HDC | Copper Armoured Cable - 2XWY / 2XFY (IS 7098 Pt-1 1988) | Copper Armoured Cable |  |  | Per Meter | Kei | 0 | 40 % |  | IN STOCK | Copper | Armoured | BLACK | Class 2 (Stranded) | PVC | PVC | 150 |  | 650/1100V | 5 CORE | OEM | PVC | 150 SQMM X 5 CORE Armoured Copper CABLE | https://drive.google.com/file/d/1USIy1SFBfpdy92W50iwm-PepEo9wrQKh/view?usp=sharing
1818 | HDC | Copper Armoured Cable - 2XWY / 2XFY (IS 7098 Pt-1 1988) | Copper Armoured Cable |  |  | Per Meter | Kei | 0 | 40 % |  | IN STOCK | Copper | Armoured | BLACK | Class 2 (Stranded) | PVC | PVC | 185 |  | 650/1100V | 5 CORE | OEM | PVC | 185 SQMM X 5 CORE Armoured Copper CABLE | https://drive.google.com/file/d/1USIy1SFBfpdy92W50iwm-PepEo9wrQKh/view?usp=sharing
1819 | HDC | Copper Armoured Cable - 2XWY / 2XFY (IS 7098 Pt-1 1988) | Copper Armoured Cable |  |  | Per Meter | Kei | 0 | 40 % |  | IN STOCK | Copper | Armoured | BLACK | Class 2 (Stranded) | PVC | PVC | 240 |  | 650/1100V | 5 CORE | OEM | PVC | 240 SQMM X 5 CORE Armoured Copper CABLE | https://drive.google.com/file/d/1USIy1SFBfpdy92W50iwm-PepEo9wrQKh/view?usp=sharing
1820 | HDC | Copper Armoured Cable - 2XWY / 2XFY (IS 7098 Pt-1 1988) | Copper Armoured Cable |  |  | Per Meter | Kei | 0 | 40 % |  | IN STOCK | Copper | Armoured | BLACK | Class 2 (Stranded) | PVC | PVC | 300 |  | 650/1100V | 5 CORE | OEM | PVC | 300 SQMM X 5 CORE Armoured Copper CABLE | https://drive.google.com/file/d/1USIy1SFBfpdy92W50iwm-PepEo9wrQKh/view?usp=sharing
1821 | HDC | Copper Armoured Cable - 2XWY / 2XFY (IS 7098 Pt-1 1988) | Copper Armoured Cable |  |  | Per Meter | Kei | 0 | 40 % |  | IN STOCK | Copper | Armoured | BLACK | Class 2 (Stranded) | PVC | PVC | 400 |  | 650/1100V | 5 CORE | OEM | PVC | 400 SQMM X 5 CORE Armoured Copper CABLE | https://drive.google.com/file/d/1USIy1SFBfpdy92W50iwm-PepEo9wrQKh/view?usp=sharing
1822 | HDC | Copper Armoured Cable - 2XWY / 2XFY (IS 7098 Pt-1 1988) | Copper Armoured Cable |  |  | Per Meter | Kei | 345 | 40 % | 575 | IN STOCK | Copper | Armoured | BLACK | Class 2 (Stranded) | PVC | PVC | 1.5 |  | 650/1100V | 5 CORE | OEM | PVC | 1.5 SQMM X 5 CORE Armoured Copper CABLE | https://drive.google.com/file/d/1USIy1SFBfpdy92W50iwm-PepEo9wrQKh/view?usp=sharing
1823 | HDC | Copper Armoured Cable - 2XWY / 2XFY (IS 7098 Pt-1 1988) | Copper Armoured Cable |  |  | Per Meter | Kei | 508.2 | 40 % | 847 | IN STOCK | Copper | Armoured | BLACK | Class 2 (Stranded) | PVC | PVC | 2.5 |  | 650/1100V | 5 CORE | OEM | PVC | 2.5 SQMM X 5 CORE Armoured Copper CABLE | https://drive.google.com/file/d/1USIy1SFBfpdy92W50iwm-PepEo9wrQKh/view?usp=sharing
1824 | HDC | Copper Armoured Cable - 2XWY / 2XFY (IS 7098 Pt-1 1988) | Copper Armoured Cable |  |  | Per Meter | Kei | 984 | 40 % | 1640 | IN STOCK | Copper | Armoured | BLACK | Class 2 (Stranded) | PVC | PVC | 4 |  | 650/1100V | 6 CORE | OEM | PVC | 4 SQMM X 6 CORE Armoured Copper CABLE | https://drive.google.com/file/d/1z7ePoSvhzs1yM8-4OOQDbTsb4igHTAQT/view?usp=sharing
1825 | HDC | Copper Armoured Cable - 2XWY / 2XFY (IS 7098 Pt-1 1988) | Copper Armoured Cable |  |  | Per Meter | Kei | 1480.8 | 40 % | 2468 | IN STOCK | Copper | Armoured | BLACK | Class 2 (Stranded) | PVC | PVC | 6 |  | 650/1100V | 6 CORE | OEM | PVC | 6 SQMM X 6 CORE Armoured Copper CABLE | https://drive.google.com/file/d/1z7ePoSvhzs1yM8-4OOQDbTsb4igHTAQT/view?usp=sharing
1826 | HDC | Copper Armoured Cable - 2XWY / 2XFY (IS 7098 Pt-1 1988) | Copper Armoured Cable |  |  | Per Meter | Kei | 0 | 40 % |  | IN STOCK | Copper | Armoured | BLACK | Class 2 (Stranded) | PVC | PVC | 10 |  | 650/1100V | 6 CORE | OEM | PVC | 10 SQMM X 6 CORE Armoured Copper CABLE | https://drive.google.com/file/d/1z7ePoSvhzs1yM8-4OOQDbTsb4igHTAQT/view?usp=sharing
1827 | HDC | Copper Armoured Cable - 2XWY / 2XFY (IS 7098 Pt-1 1988) | Copper Armoured Cable |  |  | Per Meter | Kei | 0 | 40 % |  | IN STOCK | Copper | Armoured | BLACK | Class 2 (Stranded) | PVC | PVC | 16 |  | 650/1100V | 6 CORE | OEM | PVC | 16 SQMM X 6 CORE Armoured Copper CABLE | https://drive.google.com/file/d/1z7ePoSvhzs1yM8-4OOQDbTsb4igHTAQT/view?usp=sharing
1828 | HDC | Copper Armoured Cable - 2XWY / 2XFY (IS 7098 Pt-1 1988) | Copper Armoured Cable |  |  | Per Meter | Kei | 0 | 40 % |  | IN STOCK | Copper | Armoured | BLACK | Class 2 (Stranded) | PVC | PVC | 25 |  | 650/1100V | 6 CORE | OEM | PVC | 25 SQMM X 6 CORE Armoured Copper CABLE | https://drive.google.com/file/d/1z7ePoSvhzs1yM8-4OOQDbTsb4igHTAQT/view?usp=sharing
1829 | HDC | Copper Armoured Cable - 2XWY / 2XFY (IS 7098 Pt-1 1988) | Copper Armoured Cable |  |  | Per Meter | Kei | 0 | 40 % |  | IN STOCK | Copper | Armoured | BLACK | Class 2 (Stranded) | PVC | PVC | 35 |  | 650/1100V | 6 CORE | OEM | PVC | 35 SQMM X 6 CORE Armoured Copper CABLE | https://drive.google.com/file/d/1z7ePoSvhzs1yM8-4OOQDbTsb4igHTAQT/view?usp=sharing
1830 | HDC | Copper Armoured Cable - 2XWY / 2XFY (IS 7098 Pt-1 1988) | Copper Armoured Cable |  |  | Per Meter | Kei | 0 | 40 % |  | IN STOCK | Copper | Armoured | BLACK | Class 2 (Stranded) | PVC | PVC | 50 |  | 650/1100V | 6 CORE | OEM | PVC | 50 SQMM X 6 CORE Armoured Copper CABLE | https://drive.google.com/file/d/1z7ePoSvhzs1yM8-4OOQDbTsb4igHTAQT/view?usp=sharing
1831 | HDC | Copper Armoured Cable - 2XWY / 2XFY (IS 7098 Pt-1 1988) | Copper Armoured Cable |  |  | Per Meter | Kei | 0 | 40 % |  | IN STOCK | Copper | Armoured | BLACK | Class 2 (Stranded) | PVC | PVC | 70 |  | 650/1100V | 6 CORE | OEM | PVC | 70 SQMM X 6 CORE Armoured Copper CABLE | https://drive.google.com/file/d/1z7ePoSvhzs1yM8-4OOQDbTsb4igHTAQT/view?usp=sharing
1832 | HDC | Copper Armoured Cable - 2XWY / 2XFY (IS 7098 Pt-1 1988) | Copper Armoured Cable |  |  | Per Meter | Kei | 0 | 40 % |  | IN STOCK | Copper | Armoured | BLACK | Class 2 (Stranded) | PVC | PVC | 95 |  | 650/1100V | 6 CORE | OEM | PVC | 95 SQMM X 6 CORE Armoured Copper CABLE | https://drive.google.com/file/d/1z7ePoSvhzs1yM8-4OOQDbTsb4igHTAQT/view?usp=sharing
1833 | HDC | Copper Armoured Cable - 2XWY / 2XFY (IS 7098 Pt-1 1988) | Copper Armoured Cable |  |  | Per Meter | Kei | 0 | 40 % |  | IN STOCK | Copper | Armoured | BLACK | Class 2 (Stranded) | PVC | PVC | 120 |  | 650/1100V | 6 CORE | OEM | PVC | 120 SQMM X 6 CORE Armoured Copper CABLE | https://drive.google.com/file/d/1z7ePoSvhzs1yM8-4OOQDbTsb4igHTAQT/view?usp=sharing
1834 | HDC | Copper Armoured Cable - 2XWY / 2XFY (IS 7098 Pt-1 1988) | Copper Armoured Cable |  |  | Per Meter | Kei | 0 | 40 % |  | IN STOCK | Copper | Armoured | BLACK | Class 2 (Stranded) | PVC | PVC | 150 |  | 650/1100V | 6 CORE | OEM | PVC | 150 SQMM X 6 CORE Armoured Copper CABLE | https://drive.google.com/file/d/1z7ePoSvhzs1yM8-4OOQDbTsb4igHTAQT/view?usp=sharing
1835 | HDC | Copper Armoured Cable - 2XWY / 2XFY (IS 7098 Pt-1 1988) | Copper Armoured Cable |  |  | Per Meter | Kei | 0 | 40 % |  | IN STOCK | Copper | Armoured | BLACK | Class 2 (Stranded) | PVC | PVC | 185 |  | 650/1100V | 6 CORE | OEM | PVC | 185 SQMM X 6 CORE Armoured Copper CABLE | https://drive.google.com/file/d/1z7ePoSvhzs1yM8-4OOQDbTsb4igHTAQT/view?usp=sharing
1836 | HDC | Copper Armoured Cable - 2XWY / 2XFY (IS 7098 Pt-1 1988) | Copper Armoured Cable |  |  | Per Meter | Kei | 0 | 40 % |  | IN STOCK | Copper | Armoured | BLACK | Class 2 (Stranded) | PVC | PVC | 240 |  | 650/1100V | 6 CORE | OEM | PVC | 240 SQMM X 6 CORE Armoured Copper CABLE | https://drive.google.com/file/d/1z7ePoSvhzs1yM8-4OOQDbTsb4igHTAQT/view?usp=sharing
1837 | HDC | Copper Armoured Cable - 2XWY / 2XFY (IS 7098 Pt-1 1988) | Copper Armoured Cable |  |  | Per Meter | Kei | 0 | 40 % |  | IN STOCK | Copper | Armoured | BLACK | Class 2 (Stranded) | PVC | PVC | 300 |  | 650/1100V | 6 CORE | OEM | PVC | 300 SQMM X 6 CORE Armoured Copper CABLE | https://drive.google.com/file/d/1z7ePoSvhzs1yM8-4OOQDbTsb4igHTAQT/view?usp=sharing
1838 | HDC | Copper Armoured Cable - 2XWY / 2XFY (IS 7098 Pt-1 1988) | Copper Armoured Cable |  |  | Per Meter | Kei | 0 | 40 % |  | IN STOCK | Copper | Armoured | BLACK | Class 2 (Stranded) | PVC | PVC | 400 |  | 650/1100V | 6 CORE | OEM | PVC | 400 SQMM X 6 CORE Armoured Copper CABLE | https://drive.google.com/file/d/1z7ePoSvhzs1yM8-4OOQDbTsb4igHTAQT/view?usp=sharing
1839 | HDC | Copper Armoured Cable - 2XWY / 2XFY (IS 7098 Pt-1 1988) | Copper Armoured Cable |  |  | Per Meter | Kei | 416.4 | 40 % | 694 | IN STOCK | Copper | Armoured | BLACK | Class 2 (Stranded) | PVC | PVC | 1.5 |  | 650/1100V | 6 CORE | OEM | PVC | 1.5 SQMM X 6 CORE Armoured Copper CABLE | https://drive.google.com/file/d/1z7ePoSvhzs1yM8-4OOQDbTsb4igHTAQT/view?usp=sharing
1840 | HDC | Copper Armoured Cable - 2XWY / 2XFY (IS 7098 Pt-1 1988) | Copper Armoured Cable |  |  | Per Meter | Kei | 595.8 | 40 % | 993 | IN STOCK | Copper | Armoured | BLACK | Class 2 (Stranded) | PVC | PVC | 2.5 |  | 650/1100V | 6 CORE | OEM | PVC | 2.5 SQMM X 6 CORE Armoured Copper CABLE | https://drive.google.com/file/d/1z7ePoSvhzs1yM8-4OOQDbTsb4igHTAQT/view?usp=sharing
1841 | HDC | Copper Armoured Cable - 2XWY / 2XFY (IS 7098 Pt-1 1988) | Copper Armoured Cable |  |  | Per Meter | Kei | 433.8 | 40 % | 723 | IN STOCK | Copper | Armoured | BLACK | Class 2 (Stranded) | PVC | PVC | 1.5 |  | 650/1100V | 7 CORE | OEM | PVC | 1.5 SQMM X 7 CORE Armoured Copper CABLE | https://drive.google.com/file/d/1yVUxsqGHnWVXobqmOu6H7Yy8077GdARF/view?usp=sharing
1842 | HDC | Copper Armoured Cable - 2XWY / 2XFY (IS 7098 Pt-1 1988) | Copper Armoured Cable |  |  | Per Meter | Kei | 693 | 40 % | 1155 | IN STOCK | Copper | Armoured | BLACK | Class 2 (Stranded) | PVC | PVC | 2.5 |  | 650/1100V | 7 CORE | OEM | PVC | 2.5 SQMM X 7 CORE Armoured Copper CABLE | https://drive.google.com/file/d/1yVUxsqGHnWVXobqmOu6H7Yy8077GdARF/view?usp=sharing
1843 | HDC | Copper Armoured Cable - 2XWY / 2XFY (IS 7098 Pt-1 1988) | Copper Armoured Cable |  |  | Per Meter | Kei | 493.2 | 40 % | 822 | IN STOCK | Copper | Armoured | BLACK | Class 2 (Stranded) | PVC | PVC | 1.5 |  | 650/1100V | 8 CORE | OEM | PVC | 1.5 SQMM X 8 CORE Armoured Copper CABLE | https://drive.google.com/file/d/1yVUxsqGHnWVXobqmOu6H7Yy8077GdARF/view?usp=sharing
1844 | HDC | Copper Armoured Cable - 2XWY / 2XFY (IS 7098 Pt-1 1988) | Copper Armoured Cable |  |  | Per Meter | Kei | 799.2 | 40 % | 1332 | IN STOCK | Copper | Armoured | BLACK | Class 2 (Stranded) | PVC | PVC | 2.5 |  | 650/1100V | 8 CORE | OEM | PVC | 2.5 SQMM X 8 CORE Armoured Copper CABLE | https://drive.google.com/file/d/1yVUxsqGHnWVXobqmOu6H7Yy8077GdARF/view?usp=sharing
1845 | HDC | H.T. XLPE Armoured Aluminium Cable | 6.6 KV (UE) / 11 KV (E) |  |  | Per Meter | Kei | 1085.4 | 40 % | 1809 | IN STOCK | Aluminium | Armoured (Strip Wire) | BLACK | Class 2 (Stranded) |  | XLPE | 3 X 35 |  | 6.6/11 kV | 3 CORE | OEM | PVC | 3 X 35 SQMM X 3 CORE Armoured (Strip Wire) Aluminium CABLE | https://drive.google.com/file/d/1D8fRxM6bg6k0cppVrzVhwV9Sv0Tixohd/view?usp=sharing
1846 | HDC | H.T. XLPE Armoured Aluminium Cable | 6.6 KV (UE) / 11 KV (E) - Round Wire |  |  | Per Meter | Kei | 1356.6 | 40 % | 2261 | IN STOCK | Aluminium | Armoured (Round Wire) | BLACK | Class 2 (Stranded) |  | XLPE | 3 X 35 |  | 6.6/11 kV | 3 CORE | OEM | PVC | 3 X 35 SQMM X 3 CORE Armoured (Round Wire) Aluminium CABLE | https://drive.google.com/file/d/1UvYgelIu-zfX-Xa21MTzoGaDpALyqEj6/view?usp=sharing
1847 | HDC | H.T. XLPE Armoured Aluminium Cable | 22 KV (E) |  |  | Per Meter | Kei | 0 | 40 % |  | IN STOCK | Aluminium | Armoured (Strip Wire) | BLACK | Class 2 (Stranded) |  | XLPE | 3 X 35 |  | 22 kV | 3 CORE | OEM | PVC | 3 X 35 SQMM X 3 CORE Armoured (Strip Wire) Aluminium CABLE | https://drive.google.com/file/d/1D8fRxM6bg6k0cppVrzVhwV9Sv0Tixohd/view?usp=sharing
1848 | HDC | H.T. XLPE Armoured Aluminium Cable | 22 KV (E) - Round Wire |  |  | Per Meter | Kei | 0 | 40 % |  | IN STOCK | Aluminium | Armoured (Round Wire) | BLACK | Class 2 (Stranded) |  | XLPE | 3 X 35 |  | 22 kV | 3 CORE | OEM | PVC | 3 X 35 SQMM X 3 CORE Armoured (Round Wire) Aluminium CABLE | https://drive.google.com/file/d/1UvYgelIu-zfX-Xa21MTzoGaDpALyqEj6/view?usp=sharing
1849 | HDC | H.T. XLPE Armoured Aluminium Cable | 33 KV (E) |  |  | Per Meter | Kei | 0 | 40 % |  | IN STOCK | Aluminium | Armoured (Strip Wire) | BLACK | Class 2 (Stranded) |  | XLPE | 3 X 35 |  | 33 kV | 3 CORE | OEM | PVC | 3 X 35 SQMM X 3 CORE Armoured (Strip Wire) Aluminium CABLE | https://drive.google.com/file/d/1D8fRxM6bg6k0cppVrzVhwV9Sv0Tixohd/view?usp=sharing
1850 | HDC | H.T. XLPE Armoured Aluminium Cable | 33 KV (E) - Round Wire |  |  | Per Meter | Kei | 0 | 40 % |  | IN STOCK | Aluminium | Armoured (Round Wire) | BLACK | Class 2 (Stranded) |  | XLPE | 3 X 35 |  | 33 kV | 3 CORE | OEM | PVC | 3 X 35 SQMM X 3 CORE Armoured (Round Wire) Aluminium CABLE | https://drive.google.com/file/d/1UvYgelIu-zfX-Xa21MTzoGaDpALyqEj6/view?usp=sharing
1851 | HDC | H.T. XLPE Armoured Aluminium Cable | 6.6 KV (UE) / 11 KV (E) |  |  | Per Meter | Kei | 1307.4 | 40 % | 2179 | IN STOCK | Aluminium | Armoured (Strip Wire) | BLACK | Class 2 (Stranded) |  | XLPE | 3 X 50 |  | 6.6/11 kV | 3 CORE | OEM | PVC | 3 X 50 SQMM X 3 CORE Armoured (Strip Wire) Aluminium CABLE | https://drive.google.com/file/d/1D8fRxM6bg6k0cppVrzVhwV9Sv0Tixohd/view?usp=sharing
1852 | HDC | H.T. XLPE Armoured Aluminium Cable | 6.6 KV (UE) / 11 KV (E) - Round Wire |  |  | Per Meter | Kei | 1634.4 | 40 % | 2724 | IN STOCK | Aluminium | Armoured (Round Wire) | BLACK | Class 2 (Stranded) |  | XLPE | 3 X 50 |  | 6.6/11 kV | 3 CORE | OEM | PVC | 3 X 50 SQMM X 3 CORE Armoured (Round Wire) Aluminium CABLE | https://drive.google.com/file/d/1UvYgelIu-zfX-Xa21MTzoGaDpALyqEj6/view?usp=sharing
1853 | HDC | H.T. XLPE Armoured Aluminium Cable | 22 KV (E) |  |  | Per Meter | Kei | 0 | 40 % |  | IN STOCK | Aluminium | Armoured (Strip Wire) | BLACK | Class 2 (Stranded) |  | XLPE | 3 X 50 |  | 22 kV | 3 CORE | OEM | PVC | 3 X 50 SQMM X 3 CORE Armoured (Strip Wire) Aluminium CABLE | https://drive.google.com/file/d/1D8fRxM6bg6k0cppVrzVhwV9Sv0Tixohd/view?usp=sharing
1854 | HDC | H.T. XLPE Armoured Aluminium Cable | 22 KV (E) - Round Wire |  |  | Per Meter | Kei | 0 | 40 % |  | IN STOCK | Aluminium | Armoured (Round Wire) | BLACK | Class 2 (Stranded) |  | XLPE | 3 X 50 |  | 22 kV | 3 CORE | OEM | PVC | 3 X 50 SQMM X 3 CORE Armoured (Round Wire) Aluminium CABLE | https://drive.google.com/file/d/1UvYgelIu-zfX-Xa21MTzoGaDpALyqEj6/view?usp=sharing
1855 | HDC | H.T. XLPE Armoured Aluminium Cable | 33 KV (E) |  |  | Per Meter | Kei | 0 | 40 % |  | IN STOCK | Aluminium | Armoured (Strip Wire) | BLACK | Class 2 (Stranded) |  | XLPE | 3 X 50 |  | 33 kV | 3 CORE | OEM | PVC | 3 X 50 SQMM X 3 CORE Armoured (Strip Wire) Aluminium CABLE | https://drive.google.com/file/d/1D8fRxM6bg6k0cppVrzVhwV9Sv0Tixohd/view?usp=sharing
1856 | HDC | H.T. XLPE Armoured Aluminium Cable | 33 KV (E) - Round Wire |  |  | Per Meter | Kei | 0 | 40 % |  | IN STOCK | Aluminium | Armoured (Round Wire) | BLACK | Class 2 (Stranded) |  | XLPE | 3 X 50 |  | 33 kV | 3 CORE | OEM | PVC | 3 X 50 SQMM X 3 CORE Armoured (Round Wire) Aluminium CABLE | https://drive.google.com/file/d/1UvYgelIu-zfX-Xa21MTzoGaDpALyqEj6/view?usp=sharing
1857 | HDC | H.T. XLPE Armoured Aluminium Cable | 6.6 KV (UE) / 11 KV (E) |  |  | Per Meter | Kei | 1587.6 | 40 % | 2646 | IN STOCK | Aluminium | Armoured (Strip Wire) | BLACK | Class 2 (Stranded) |  | XLPE | 3 X 70 |  | 6.6/11 kV | 3 CORE | OEM | PVC | 3 X 70 SQMM X 3 CORE Armoured (Strip Wire) Aluminium CABLE | https://drive.google.com/file/d/1D8fRxM6bg6k0cppVrzVhwV9Sv0Tixohd/view?usp=sharing
1858 | HDC | H.T. XLPE Armoured Aluminium Cable | 6.6 KV (UE) / 11 KV (E) - Round Wire |  |  | Per Meter | Kei | 1984.8 | 40 % | 3308 | IN STOCK | Aluminium | Armoured (Round Wire) | BLACK | Class 2 (Stranded) |  | XLPE | 3 X 70 |  | 6.6/11 kV | 3 CORE | OEM | PVC | 3 X 70 SQMM X 3 CORE Armoured (Round Wire) Aluminium CABLE | https://drive.google.com/file/d/1UvYgelIu-zfX-Xa21MTzoGaDpALyqEj6/view?usp=sharing
1859 | HDC | H.T. XLPE Armoured Aluminium Cable | 22 KV (E) |  |  | Per Meter | Kei | 0 | 40 % |  | IN STOCK | Aluminium | Armoured (Strip Wire) | BLACK | Class 2 (Stranded) |  | XLPE | 3 X 70 |  | 22 kV | 3 CORE | OEM | PVC | 3 X 70 SQMM X 3 CORE Armoured (Strip Wire) Aluminium CABLE | https://drive.google.com/file/d/1D8fRxM6bg6k0cppVrzVhwV9Sv0Tixohd/view?usp=sharing
1860 | HDC | H.T. XLPE Armoured Aluminium Cable | 22 KV (E) - Round Wire |  |  | Per Meter | Kei | 0 | 40 % |  | IN STOCK | Aluminium | Armoured (Round Wire) | BLACK | Class 2 (Stranded) |  | XLPE | 3 X 70 |  | 22 kV | 3 CORE | OEM | PVC | 3 X 70 SQMM X 3 CORE Armoured (Round Wire) Aluminium CABLE | https://drive.google.com/file/d/1UvYgelIu-zfX-Xa21MTzoGaDpALyqEj6/view?usp=sharing
1861 | HDC | H.T. XLPE Armoured Aluminium Cable | 33 KV (E) |  |  | Per Meter | Kei | 0 | 40 % |  | IN STOCK | Aluminium | Armoured (Strip Wire) | BLACK | Class 2 (Stranded) |  | XLPE | 3 X 70 |  | 33 kV | 3 CORE | OEM | PVC | 3 X 70 SQMM X 3 CORE Armoured (Strip Wire) Aluminium CABLE | https://drive.google.com/file/d/1D8fRxM6bg6k0cppVrzVhwV9Sv0Tixohd/view?usp=sharing
1862 | HDC | H.T. XLPE Armoured Aluminium Cable | 33 KV (E) - Round Wire |  |  | Per Meter | Kei | 0 | 40 % |  | IN STOCK | Aluminium | Armoured (Round Wire) | BLACK | Class 2 (Stranded) |  | XLPE | 3 X 70 |  | 33 kV | 3 CORE | OEM | PVC | 3 X 70 SQMM X 3 CORE Armoured (Round Wire) Aluminium CABLE | https://drive.google.com/file/d/1UvYgelIu-zfX-Xa21MTzoGaDpALyqEj6/view?usp=sharing
1863 | HDC | H.T. XLPE Armoured Aluminium Cable | 6.6 KV (UE) / 11 KV (E) |  |  | Per Meter | Kei | 1894.8 | 40 % | 3158 | IN STOCK | Aluminium | Armoured (Strip Wire) | BLACK | Class 2 (Stranded) |  | XLPE | 3 X 95 |  | 6.6/11 kV | 3 CORE | OEM | PVC | 3 X 95 SQMM X 3 CORE Armoured (Strip Wire) Aluminium CABLE | https://drive.google.com/file/d/1D8fRxM6bg6k0cppVrzVhwV9Sv0Tixohd/view?usp=sharing
1864 | HDC | H.T. XLPE Armoured Aluminium Cable | 6.6 KV (UE) / 11 KV (E) - Round Wire |  |  | Per Meter | Kei | 2368.8 | 40 % | 3948 | IN STOCK | Aluminium | Armoured (Round Wire) | BLACK | Class 2 (Stranded) |  | XLPE | 3 X 95 |  | 6.6/11 kV | 3 CORE | OEM | PVC | 3 X 95 SQMM X 3 CORE Armoured (Round Wire) Aluminium CABLE | https://drive.google.com/file/d/1UvYgelIu-zfX-Xa21MTzoGaDpALyqEj6/view?usp=sharing
1865 | HDC | H.T. XLPE Armoured Aluminium Cable | 22 KV (E) |  |  | Per Meter | Kei | 2442.6 | 40 % | 4071 | IN STOCK | Aluminium | Armoured (Strip Wire) | BLACK | Class 2 (Stranded) |  | XLPE | 3 X 95 |  | 22 kV | 3 CORE | OEM | PVC | 3 X 95 SQMM X 3 CORE Armoured (Strip Wire) Aluminium CABLE | https://drive.google.com/file/d/1D8fRxM6bg6k0cppVrzVhwV9Sv0Tixohd/view?usp=sharing
1866 | HDC | H.T. XLPE Armoured Aluminium Cable | 22 KV (E) - Round Wire |  |  | Per Meter | Kei | 3053.4 | 40 % | 5089 | IN STOCK | Aluminium | Armoured (Round Wire) | BLACK | Class 2 (Stranded) |  | XLPE | 3 X 95 |  | 22 kV | 3 CORE | OEM | PVC | 3 X 95 SQMM X 3 CORE Armoured (Round Wire) Aluminium CABLE | https://drive.google.com/file/d/1UvYgelIu-zfX-Xa21MTzoGaDpALyqEj6/view?usp=sharing
1867 | HDC | H.T. XLPE Armoured Aluminium Cable | 33 KV (E) |  |  | Per Meter | Kei | 3121.2 | 40 % | 5202 | IN STOCK | Aluminium | Armoured (Strip Wire) | BLACK | Class 2 (Stranded) |  | XLPE | 3 X 95 |  | 33 kV | 3 CORE | OEM | PVC | 3 X 95 SQMM X 3 CORE Armoured (Strip Wire) Aluminium CABLE | https://drive.google.com/file/d/1D8fRxM6bg6k0cppVrzVhwV9Sv0Tixohd/view?usp=sharing
1868 | HDC | H.T. XLPE Armoured Aluminium Cable | 33 KV (E) - Round Wire |  |  | Per Meter | Kei | 3901.8 | 40 % | 6503 | IN STOCK | Aluminium | Armoured (Round Wire) | BLACK | Class 2 (Stranded) |  | XLPE | 3 X 95 |  | 33 kV | 3 CORE | OEM | PVC | 3 X 95 SQMM X 3 CORE Armoured (Round Wire) Aluminium CABLE | https://drive.google.com/file/d/1UvYgelIu-zfX-Xa21MTzoGaDpALyqEj6/view?usp=sharing
1869 | HDC | H.T. XLPE Armoured Aluminium Cable | 6.6 KV (UE) / 11 KV (E) |  |  | Per Meter | Kei | 2224.2 | 40 % | 3707 | IN STOCK | Aluminium | Armoured (Strip Wire) | BLACK | Class 2 (Stranded) |  | XLPE | 3 X 120 |  | 6.6/11 kV | 3 CORE | OEM | PVC | 3 X 120 SQMM X 3 CORE Armoured (Strip Wire) Aluminium CABLE | https://drive.google.com/file/d/1D8fRxM6bg6k0cppVrzVhwV9Sv0Tixohd/view?usp=sharing
1870 | HDC | H.T. XLPE Armoured Aluminium Cable | 6.6 KV (UE) / 11 KV (E) - Round Wire |  |  | Per Meter | Kei | 2780.4 | 40 % | 4634 | IN STOCK | Aluminium | Armoured (Round Wire) | BLACK | Class 2 (Stranded) |  | XLPE | 3 X 120 |  | 6.6/11 kV | 3 CORE | OEM | PVC | 3 X 120 SQMM X 3 CORE Armoured (Round Wire) Aluminium CABLE | https://drive.google.com/file/d/1UvYgelIu-zfX-Xa21MTzoGaDpALyqEj6/view?usp=sharing
1871 | HDC | H.T. XLPE Armoured Aluminium Cable | 22 KV (E) |  |  | Per Meter | Kei | 2723.4 | 40 % | 4539 | IN STOCK | Aluminium | Armoured (Strip Wire) | BLACK | Class 2 (Stranded) |  | XLPE | 3 X 120 |  | 22 kV | 3 CORE | OEM | PVC | 3 X 120 SQMM X 3 CORE Armoured (Strip Wire) Aluminium CABLE | https://drive.google.com/file/d/1D8fRxM6bg6k0cppVrzVhwV9Sv0Tixohd/view?usp=sharing
1872 | HDC | H.T. XLPE Armoured Aluminium Cable | 22 KV (E) - Round Wire |  |  | Per Meter | Kei | 3404.4 | 40 % | 5674 | IN STOCK | Aluminium | Armoured (Round Wire) | BLACK | Class 2 (Stranded) |  | XLPE | 3 X 120 |  | 22 kV | 3 CORE | OEM | PVC | 3 X 120 SQMM X 3 CORE Armoured (Round Wire) Aluminium CABLE | https://drive.google.com/file/d/1UvYgelIu-zfX-Xa21MTzoGaDpALyqEj6/view?usp=sharing
1873 | HDC | H.T. XLPE Armoured Aluminium Cable | 33 KV (E) |  |  | Per Meter | Kei | 3500.4 | 40 % | 5834 | IN STOCK | Aluminium | Armoured (Strip Wire) | BLACK | Class 2 (Stranded) |  | XLPE | 3 X 120 |  | 33 kV | 3 CORE | OEM | PVC | 3 X 120 SQMM X 3 CORE Armoured (Strip Wire) Aluminium CABLE | https://drive.google.com/file/d/1D8fRxM6bg6k0cppVrzVhwV9Sv0Tixohd/view?usp=sharing
1874 | HDC | H.T. XLPE Armoured Aluminium Cable | 33 KV (E) - Round Wire |  |  | Per Meter | Kei | 4375.8 | 40 % | 7293 | IN STOCK | Aluminium | Armoured (Round Wire) | BLACK | Class 2 (Stranded) |  | XLPE | 3 X 120 |  | 33 kV | 3 CORE | OEM | PVC | 3 X 120 SQMM X 3 CORE Armoured (Round Wire) Aluminium CABLE | https://drive.google.com/file/d/1UvYgelIu-zfX-Xa21MTzoGaDpALyqEj6/view?usp=sharing
1875 | HDC | H.T. XLPE Armoured Aluminium Cable | 6.6 KV (UE) / 11 KV (E) |  |  | Per Meter | Kei | 2602.2 | 40 % | 4337 | IN STOCK | Aluminium | Armoured (Strip Wire) | BLACK | Class 2 (Stranded) |  | XLPE | 3 X 150 |  | 6.6/11 kV | 3 CORE | OEM | PVC | 3 X 150 SQMM X 3 CORE Armoured (Strip Wire) Aluminium CABLE | https://drive.google.com/file/d/1D8fRxM6bg6k0cppVrzVhwV9Sv0Tixohd/view?usp=sharing
1876 | HDC | H.T. XLPE Armoured Aluminium Cable | 6.6 KV (UE) / 11 KV (E) - Round Wire |  |  | Per Meter | Kei | 3252.6 | 40 % | 5421 | IN STOCK | Aluminium | Armoured (Round Wire) | BLACK | Class 2 (Stranded) |  | XLPE | 3 X 150 |  | 6.6/11 kV | 3 CORE | OEM | PVC | 3 X 150 SQMM X 3 CORE Armoured (Round Wire) Aluminium CABLE | https://drive.google.com/file/d/1UvYgelIu-zfX-Xa21MTzoGaDpALyqEj6/view?usp=sharing
1877 | HDC | H.T. XLPE Armoured Aluminium Cable | 22 KV (E) |  |  | Per Meter | Kei | 3267 | 40 % | 5445 | IN STOCK | Aluminium | Armoured (Strip Wire) | BLACK | Class 2 (Stranded) |  | XLPE | 3 X 150 |  | 22 kV | 3 CORE | OEM | PVC | 3 X 150 SQMM X 3 CORE Armoured (Strip Wire) Aluminium CABLE | https://drive.google.com/file/d/1D8fRxM6bg6k0cppVrzVhwV9Sv0Tixohd/view?usp=sharing
1878 | HDC | H.T. XLPE Armoured Aluminium Cable | 22 KV (E) - Round Wire |  |  | Per Meter | Kei | 4083.6 | 40 % | 6806 | IN STOCK | Aluminium | Armoured (Round Wire) | BLACK | Class 2 (Stranded) |  | XLPE | 3 X 150 |  | 22 kV | 3 CORE | OEM | PVC | 3 X 150 SQMM X 3 CORE Armoured (Round Wire) Aluminium CABLE | https://drive.google.com/file/d/1UvYgelIu-zfX-Xa21MTzoGaDpALyqEj6/view?usp=sharing
1879 | HDC | H.T. XLPE Armoured Aluminium Cable | 33 KV (E) |  |  | Per Meter | Kei | 4075.2 | 40 % | 6792 | IN STOCK | Aluminium | Armoured (Strip Wire) | BLACK | Class 2 (Stranded) |  | XLPE | 3 X 150 |  | 33 kV | 3 CORE | OEM | PVC | 3 X 150 SQMM X 3 CORE Armoured (Strip Wire) Aluminium CABLE | https://drive.google.com/file/d/1D8fRxM6bg6k0cppVrzVhwV9Sv0Tixohd/view?usp=sharing
1880 | HDC | H.T. XLPE Armoured Aluminium Cable | 33 KV (E) - Round Wire |  |  | Per Meter | Kei | 5094 | 40 % | 8490 | IN STOCK | Aluminium | Armoured (Round Wire) | BLACK | Class 2 (Stranded) |  | XLPE | 3 X 150 |  | 33 kV | 3 CORE | OEM | PVC | 3 X 150 SQMM X 3 CORE Armoured (Round Wire) Aluminium CABLE | https://drive.google.com/file/d/1UvYgelIu-zfX-Xa21MTzoGaDpALyqEj6/view?usp=sharing
1881 | HDC | H.T. XLPE Armoured Aluminium Cable | 6.6 KV (UE) / 11 KV (E) |  |  | Per Meter | Kei | 3051.6 | 40 % | 5086 | IN STOCK | Aluminium | Armoured (Strip Wire) | BLACK | Class 2 (Stranded) |  | XLPE | 3 X 185 |  | 6.6/11 kV | 3 CORE | OEM | PVC | 3 X 185 SQMM X 3 CORE Armoured (Strip Wire) Aluminium CABLE | https://drive.google.com/file/d/1D8fRxM6bg6k0cppVrzVhwV9Sv0Tixohd/view?usp=sharing
1882 | HDC | H.T. XLPE Armoured Aluminium Cable | 6.6 KV (UE) / 11 KV (E) - Round Wire |  |  | Per Meter | Kei | 3814.8 | 40 % | 6358 | IN STOCK | Aluminium | Armoured (Round Wire) | BLACK | Class 2 (Stranded) |  | XLPE | 3 X 185 |  | 6.6/11 kV | 3 CORE | OEM | PVC | 3 X 185 SQMM X 3 CORE Armoured (Round Wire) Aluminium CABLE | https://drive.google.com/file/d/1UvYgelIu-zfX-Xa21MTzoGaDpALyqEj6/view?usp=sharing
1883 | HDC | H.T. XLPE Armoured Aluminium Cable | 22 KV (E) |  |  | Per Meter | Kei | 3598.2 | 40 % | 5997 | IN STOCK | Aluminium | Armoured (Strip Wire) | BLACK | Class 2 (Stranded) |  | XLPE | 3 X 185 |  | 22 kV | 3 CORE | OEM | PVC | 3 X 185 SQMM X 3 CORE Armoured (Strip Wire) Aluminium CABLE | https://drive.google.com/file/d/1D8fRxM6bg6k0cppVrzVhwV9Sv0Tixohd/view?usp=sharing
1884 | HDC | H.T. XLPE Armoured Aluminium Cable | 22 KV (E) - Round Wire |  |  | Per Meter | Kei | 4497.6 | 40 % | 7496 | IN STOCK | Aluminium | Armoured (Round Wire) | BLACK | Class 2 (Stranded) |  | XLPE | 3 X 185 |  | 22 kV | 3 CORE | OEM | PVC | 3 X 185 SQMM X 3 CORE Armoured (Round Wire) Aluminium CABLE | https://drive.google.com/file/d/1UvYgelIu-zfX-Xa21MTzoGaDpALyqEj6/view?usp=sharing
1885 | HDC | H.T. XLPE Armoured Aluminium Cable | 33 KV (E) |  |  | Per Meter | Kei | 4489.2 | 40 % | 7482 | IN STOCK | Aluminium | Armoured (Strip Wire) | BLACK | Class 2 (Stranded) |  | XLPE | 3 X 185 |  | 33 kV | 3 CORE | OEM | PVC | 3 X 185 SQMM X 3 CORE Armoured (Strip Wire) Aluminium CABLE | https://drive.google.com/file/d/1D8fRxM6bg6k0cppVrzVhwV9Sv0Tixohd/view?usp=sharing
1886 | HDC | H.T. XLPE Armoured Aluminium Cable | 33 KV (E) - Round Wire |  |  | Per Meter | Kei | 5611.8 | 40 % | 9353 | IN STOCK | Aluminium | Armoured (Round Wire) | BLACK | Class 2 (Stranded) |  | XLPE | 3 X 185 |  | 33 kV | 3 CORE | OEM | PVC | 3 X 185 SQMM X 3 CORE Armoured (Round Wire) Aluminium CABLE | https://drive.google.com/file/d/1UvYgelIu-zfX-Xa21MTzoGaDpALyqEj6/view?usp=sharing
1887 | HDC | H.T. XLPE Armoured Aluminium Cable | 6.6 KV (UE) / 11 KV (E) |  |  | Per Meter | Kei | 3880.8 | 40 % | 6468 | IN STOCK | Aluminium | Armoured (Strip Wire) | BLACK | Class 2 (Stranded) |  | XLPE | 3 X 240 |  | 6.6/11 kV | 3 CORE | OEM | PVC | 3 X 240 SQMM X 3 CORE Armoured (Strip Wire) Aluminium CABLE | https://drive.google.com/file/d/1D8fRxM6bg6k0cppVrzVhwV9Sv0Tixohd/view?usp=sharing
1888 | HDC | H.T. XLPE Armoured Aluminium Cable | 6.6 KV (UE) / 11 KV (E) - Round Wire |  |  | Per Meter | Kei | 4851 | 40 % | 8085 | IN STOCK | Aluminium | Armoured (Round Wire) | BLACK | Class 2 (Stranded) |  | XLPE | 3 X 240 |  | 6.6/11 kV | 3 CORE | OEM | PVC | 3 X 240 SQMM X 3 CORE Armoured (Round Wire) Aluminium CABLE | https://drive.google.com/file/d/1UvYgelIu-zfX-Xa21MTzoGaDpALyqEj6/view?usp=sharing
1889 | HDC | H.T. XLPE Armoured Aluminium Cable | 22 KV (E) |  |  | Per Meter | Kei | 4302.6 | 40 % | 7171 | IN STOCK | Aluminium | Armoured (Strip Wire) | BLACK | Class 2 (Stranded) |  | XLPE | 3 X 240 |  | 22 kV | 3 CORE | OEM | PVC | 3 X 240 SQMM X 3 CORE Armoured (Strip Wire) Aluminium CABLE | https://drive.google.com/file/d/1D8fRxM6bg6k0cppVrzVhwV9Sv0Tixohd/view?usp=sharing
1890 | HDC | H.T. XLPE Armoured Aluminium Cable | 22 KV (E) - Round Wire |  |  | Per Meter | Kei | 5378.4 | 40 % | 8964 | IN STOCK | Aluminium | Armoured (Round Wire) | BLACK | Class 2 (Stranded) |  | XLPE | 3 X 240 |  | 22 kV | 3 CORE | OEM | PVC | 3 X 240 SQMM X 3 CORE Armoured (Round Wire) Aluminium CABLE | https://drive.google.com/file/d/1UvYgelIu-zfX-Xa21MTzoGaDpALyqEj6/view?usp=sharing
1891 | HDC | H.T. XLPE Armoured Aluminium Cable | 33 KV (E) |  |  | Per Meter | Kei | 5167.2 | 40 % | 8612 | IN STOCK | Aluminium | Armoured (Strip Wire) | BLACK | Class 2 (Stranded) |  | XLPE | 3 X 240 |  | 33 kV | 3 CORE | OEM | PVC | 3 X 240 SQMM X 3 CORE Armoured (Strip Wire) Aluminium CABLE | https://drive.google.com/file/d/1D8fRxM6bg6k0cppVrzVhwV9Sv0Tixohd/view?usp=sharing
1892 | HDC | H.T. XLPE Armoured Aluminium Cable | 33 KV (E) - Round Wire |  |  | Per Meter | Kei | 6459 | 40 % | 10765 | IN STOCK | Aluminium | Armoured (Round Wire) | BLACK | Class 2 (Stranded) |  | XLPE | 3 X 240 |  | 33 kV | 3 CORE | OEM | PVC | 3 X 240 SQMM X 3 CORE Armoured (Round Wire) Aluminium CABLE | https://drive.google.com/file/d/1UvYgelIu-zfX-Xa21MTzoGaDpALyqEj6/view?usp=sharing
1893 | HDC | H.T. XLPE Armoured Aluminium Cable | 6.6 KV (UE) / 11 KV (E) |  |  | Per Meter | Kei | 4408.8 | 40 % | 7348 | IN STOCK | Aluminium | Armoured (Strip Wire) | BLACK | Class 2 (Stranded) |  | XLPE | 3 X 300 |  | 6.6/11 kV | 3 CORE | OEM | PVC | 3 X 300 SQMM X 3 CORE Armoured (Strip Wire) Aluminium CABLE | https://drive.google.com/file/d/1D8fRxM6bg6k0cppVrzVhwV9Sv0Tixohd/view?usp=sharing
1894 | HDC | H.T. XLPE Armoured Aluminium Cable | 6.6 KV (UE) / 11 KV (E) - Round Wire |  |  | Per Meter | Kei | 5511 | 40 % | 9185 | IN STOCK | Aluminium | Armoured (Round Wire) | BLACK | Class 2 (Stranded) |  | XLPE | 3 X 300 |  | 6.6/11 kV | 3 CORE | OEM | PVC | 3 X 300 SQMM X 3 CORE Armoured (Round Wire) Aluminium CABLE | https://drive.google.com/file/d/1UvYgelIu-zfX-Xa21MTzoGaDpALyqEj6/view?usp=sharing
1895 | HDC | H.T. XLPE Armoured Aluminium Cable | 22 KV (E) |  |  | Per Meter | Kei | 5122.8 | 40 % | 8538 | IN STOCK | Aluminium | Armoured (Strip Wire) | BLACK | Class 2 (Stranded) |  | XLPE | 3 X 300 |  | 22 kV | 3 CORE | OEM | PVC | 3 X 300 SQMM X 3 CORE Armoured (Strip Wire) Aluminium CABLE | https://drive.google.com/file/d/1D8fRxM6bg6k0cppVrzVhwV9Sv0Tixohd/view?usp=sharing
1896 | HDC | H.T. XLPE Armoured Aluminium Cable | 22 KV (E) - Round Wire |  |  | Per Meter | Kei | 6403.8 | 40 % | 10673 | IN STOCK | Aluminium | Armoured (Round Wire) | BLACK | Class 2 (Stranded) |  | XLPE | 3 X 300 |  | 22 kV | 3 CORE | OEM | PVC | 3 X 300 SQMM X 3 CORE Armoured (Round Wire) Aluminium CABLE | https://drive.google.com/file/d/1UvYgelIu-zfX-Xa21MTzoGaDpALyqEj6/view?usp=sharing
1897 | HDC | H.T. XLPE Armoured Aluminium Cable | 33 KV (E) |  |  | Per Meter | Kei | 5909.4 | 40 % | 9849 | IN STOCK | Aluminium | Armoured (Strip Wire) | BLACK | Class 2 (Stranded) |  | XLPE | 3 X 300 |  | 33 kV | 3 CORE | OEM | PVC | 3 X 300 SQMM X 3 CORE Armoured (Strip Wire) Aluminium CABLE | https://drive.google.com/file/d/1D8fRxM6bg6k0cppVrzVhwV9Sv0Tixohd/view?usp=sharing
1898 | HDC | H.T. XLPE Armoured Aluminium Cable | 33 KV (E) - Round Wire |  |  | Per Meter | Kei | 7386.6 | 40 % | 12311 | IN STOCK | Aluminium | Armoured (Round Wire) | BLACK | Class 2 (Stranded) |  | XLPE | 3 X 300 |  | 33 kV | 3 CORE | OEM | PVC | 3 X 300 SQMM X 3 CORE Armoured (Round Wire) Aluminium CABLE | https://drive.google.com/file/d/1UvYgelIu-zfX-Xa21MTzoGaDpALyqEj6/view?usp=sharing
1899 | HDC | H.T. XLPE Armoured Aluminium Cable | 6.6 KV (UE) / 11 KV (E) |  |  | Per Meter | Kei | 5616.6 | 40 % | 9361 | IN STOCK | Aluminium | Armoured (Strip Wire) | BLACK | Class 2 (Stranded) |  | XLPE | 3 X 400 |  | 6.6/11 kV | 3 CORE | OEM | PVC | 3 X 400 SQMM X 3 CORE Armoured (Strip Wire) Aluminium CABLE | https://drive.google.com/file/d/1D8fRxM6bg6k0cppVrzVhwV9Sv0Tixohd/view?usp=sharing
1900 | HDC | H.T. XLPE Armoured Aluminium Cable | 6.6 KV (UE) / 11 KV (E) - Round Wire |  |  | Per Meter | Kei | 7020.6 | 40 % | 11701 | IN STOCK | Aluminium | Armoured (Round Wire) | BLACK | Class 2 (Stranded) |  | XLPE | 3 X 400 |  | 6.6/11 kV | 3 CORE | OEM | PVC | 3 X 400 SQMM X 3 CORE Armoured (Round Wire) Aluminium CABLE | https://drive.google.com/file/d/1UvYgelIu-zfX-Xa21MTzoGaDpALyqEj6/view?usp=sharing
1901 | HDC | H.T. XLPE Armoured Aluminium Cable | 22 KV (E) |  |  | Per Meter | Kei | 6290.4 | 40 % | 10484 | IN STOCK | Aluminium | Armoured (Strip Wire) | BLACK | Class 2 (Stranded) |  | XLPE | 3 X 400 |  | 22 kV | 3 CORE | OEM | PVC | 3 X 400 SQMM X 3 CORE Armoured (Strip Wire) Aluminium CABLE | https://drive.google.com/file/d/1D8fRxM6bg6k0cppVrzVhwV9Sv0Tixohd/view?usp=sharing
1902 | HDC | H.T. XLPE Armoured Aluminium Cable | 22 KV (E) - Round Wire |  |  | Per Meter | Kei | 7863 | 40 % | 13105 | IN STOCK | Aluminium | Armoured (Round Wire) | BLACK | Class 2 (Stranded) |  | XLPE | 3 X 400 |  | 22 kV | 3 CORE | OEM | PVC | 3 X 400 SQMM X 3 CORE Armoured (Round Wire) Aluminium CABLE | https://drive.google.com/file/d/1UvYgelIu-zfX-Xa21MTzoGaDpALyqEj6/view?usp=sharing
1903 | HDC | H.T. XLPE Armoured Aluminium Cable | 33 KV (E) |  |  | Per Meter | Kei | 7078.2 | 40 % | 11797 | IN STOCK | Aluminium | Armoured (Strip Wire) | BLACK | Class 2 (Stranded) |  | XLPE | 3 X 400 |  | 33 kV | 3 CORE | OEM | PVC | 3 X 400 SQMM X 3 CORE Armoured (Strip Wire) Aluminium CABLE | https://drive.google.com/file/d/1D8fRxM6bg6k0cppVrzVhwV9Sv0Tixohd/view?usp=sharing
1904 | HDC | H.T. XLPE Armoured Aluminium Cable | 33 KV (E) - Round Wire |  |  | Per Meter | Kei | 8847.6 | 40 % | 14746 | IN STOCK | Aluminium | Armoured (Round Wire) | BLACK | Class 2 (Stranded) |  | XLPE | 3 X 400 |  | 33 kV | 3 CORE | OEM | PVC | 3 X 400 SQMM X 3 CORE Armoured (Round Wire) Aluminium CABLE | https://drive.google.com/file/d/1UvYgelIu-zfX-Xa21MTzoGaDpALyqEj6/view?usp=sharing
1905 | LDC | Industrial Flexible (FRLS) Insulated Cable - IS 694:1990 | Flexible (FRLS) Insulated Cable - | 16/0.20 | 5 | Per Meter | Finnolex | 12.93 | 40 % | 21.55 | IN STOCK | Copper | Unarmoured | BLACK | Class 5 (Flexible) | FR | FR | 0.5 | Unshielded | Upto 1100V | 1 CORE | OEM | FR | 0.5 SQMM X 1 CORE Unarmoured Copper CABLE | https://drive.google.com/file/d/1VEGBEMbDNHXJFS5YSZQdngzO5TPxOfWN/view?usp=sharing
1906 | LDC | Industrial Flexible (FRLS) Insulated Cable - IS 694:1990 | Flexible (FRLS) Insulated Cable - | 24/0.20 | 8 | Per Meter | Finnolex | 18.672 | 40 % | 31.12 | IN STOCK | Copper | Unarmoured | BLACK | Class 5 (Flexible) | FR | FR | 0.75 | Unshielded | Upto 1100V | 1 CORE | OEM | FR | 0.75 SQMM X 1 CORE Unarmoured Copper CABLE | https://drive.google.com/file/d/1VEGBEMbDNHXJFS5YSZQdngzO5TPxOfWN/view?usp=sharing
1907 | LDC | Industrial Flexible (FRLS) Insulated Cable - IS 694:1990 | Flexible (FRLS) Insulated Cable - | 32/0.20 | 13 | Per Meter | Finnolex | 23.952 | 40 % | 39.92 | IN STOCK | Copper | Unarmoured | BLACK | Class 5 (Flexible) | FR | FR | 1 | Unshielded | Upto 1100V | 1 CORE | OEM | FR | 1 SQMM X 1 CORE Unarmoured Copper CABLE | https://drive.google.com/file/d/1VEGBEMbDNHXJFS5YSZQdngzO5TPxOfWN/view?usp=sharing
1908 | LDC | Industrial Flexible (FRLS) Insulated Cable - IS 694:1990 | Flexible (FRLS) Insulated Cable - | 30/0.25 | 17 | Per Meter | Finnolex | 34.68 | 40 % | 57.8 | IN STOCK | Copper | Unarmoured | BLACK | Class 5 (Flexible) | FR | FR | 1.5 | Unshielded | Upto 1100V | 1 CORE | OEM | FR | 1.5 SQMM X 1 CORE Unarmoured Copper CABLE | https://drive.google.com/file/d/1VEGBEMbDNHXJFS5YSZQdngzO5TPxOfWN/view?usp=sharing
1909 | LDC | Industrial Flexible (FRLS) Insulated Cable - IS 694:1990 | Flexible (FRLS) Insulated Cable - | 50/0.25 | 24 | Per Meter | Finnolex | 57.75 | 40 % | 96.25 | IN STOCK | Copper | Unarmoured | BLACK | Class 5 (Flexible) | FR | FR | 2.5 | Unshielded | Upto 1100V | 1 CORE | OEM | FR | 2.5 SQMM X 1 CORE Unarmoured Copper CABLE | https://drive.google.com/file/d/1VEGBEMbDNHXJFS5YSZQdngzO5TPxOfWN/view?usp=sharing
1910 | LDC | Industrial Flexible (FRLS) Insulated Cable - IS 694:1990 | Flexible (FRLS) Insulated Cable - | 56/0.30 | 30 | Per Meter | Finnolex | 91.5 | 40 % | 152.5 | IN STOCK | Copper | Unarmoured | BLACK | Class 5 (Flexible) | FR | FR | 4 | Unshielded | Upto 1100V | 1 CORE | OEM | FR | 4 SQMM X 1 CORE Unarmoured Copper CABLE | https://drive.google.com/file/d/1VEGBEMbDNHXJFS5YSZQdngzO5TPxOfWN/view?usp=sharing
1911 | LDC | Industrial Flexible (FRLS) Insulated Cable - IS 694:1990 | Flexible (FRLS) Insulated Cable - | 84/0.30 | 38 | Per Meter | Finnolex | 136.65 | 40 % | 227.75 | IN STOCK | Copper | Unarmoured | BLACK | Class 5 (Flexible) | FR | FR | 6 | Unshielded | Upto 1100V | 1 CORE | OEM | FR | 6 SQMM X 1 CORE Unarmoured Copper CABLE | https://drive.google.com/file/d/1VEGBEMbDNHXJFS5YSZQdngzO5TPxOfWN/view?usp=sharing
1912 | LDC | Industrial Flexible (FRLS) Insulated Cable - IS 694:1990 | Flexible (FRLS) Insulated Cable - | 80/0.40 | 52 | Per Meter | Finnolex | 233.7 | 40 % | 389.5 | IN STOCK | Copper | Unarmoured | BLACK | Class 5 (Flexible) | FR | FR | 10 | Unshielded | Upto 1100V | 1 CORE | OEM | FR | 10 SQMM X 1 CORE Unarmoured Copper CABLE | https://drive.google.com/file/d/1VEGBEMbDNHXJFS5YSZQdngzO5TPxOfWN/view?usp=sharing
1913 | LDC | Industrial Flexible (FRLS) Insulated Cable - IS 694:1990 | Flexible (FRLS) Insulated Cable - | 126/0.4 | 70 | Per Meter | Finnolex | 363.6 | 40 % | 606 | IN STOCK | Copper | Unarmoured | BLACK | Class 5 (Flexible) | FR | FR | 16 | Unshielded | Upto 1100V | 1 CORE | OEM | FR | 16 SQMM X 1 CORE Unarmoured Copper CABLE | https://drive.google.com/file/d/1VEGBEMbDNHXJFS5YSZQdngzO5TPxOfWN/view?usp=sharing
1914 | LDC | Industrial Flexible (FRLS) Insulated Cable - IS 694:1990 | Flexible (FRLS) Insulated Cable - | 196/0.4 | 88 | Per Meter | Finnolex | 589.8 | 40 % | 983 | IN STOCK | Copper | Unarmoured | BLACK | Class 5 (Flexible) | FR | FR | 25 | Unshielded | Upto 1100V | 1 CORE | OEM | FR | 25 SQMM X 1 CORE Unarmoured Copper CABLE | https://drive.google.com/file/d/1VEGBEMbDNHXJFS5YSZQdngzO5TPxOfWN/view?usp=sharing
1915 | LDC | Industrial Flexible (FRLS) Insulated Cable - IS 694:1990 | Flexible (FRLS) Insulated Cable - | 276/0.4 | 110 | Per Meter | Finnolex | 816.6 | 40 % | 1361 | IN STOCK | Copper | Unarmoured | BLACK | Class 5 (Flexible) | FR | FR | 35 | Unshielded | Upto 1100V | 1 CORE | OEM | FR | 35 SQMM X 1 CORE Unarmoured Copper CABLE | https://drive.google.com/file/d/1VEGBEMbDNHXJFS5YSZQdngzO5TPxOfWN/view?usp=sharing
1916 | LDC | Industrial Flexible (FRLS) Insulated Cable - IS 694:1990 | Flexible (FRLS) Insulated Cable - | 396/0.4 | 145 | Per Meter | Finnolex | 1164.6 | 40 % | 1941 | IN STOCK | Copper | Unarmoured | BLACK | Class 5 (Flexible) | FR | FR | 50 | Unshielded | Upto 1100V | 1 CORE | OEM | FR | 50 SQMM X 1 CORE Unarmoured Copper CABLE | https://drive.google.com/file/d/1VEGBEMbDNHXJFS5YSZQdngzO5TPxOfWN/view?usp=sharing
1917 | LDC | Industrial Flexible (FRLS) Insulated Cable - IS 694:1990 | Flexible (FRLS) Insulated Cable - | 354/0.5 | 215 | Per Meter | Finnolex | 1633.2 | 40 % | 2722 | IN STOCK | Copper | Unarmoured | BLACK | Class 5 (Flexible) | FR | FR | 70 | Unshielded | Upto 1100V | 1 CORE | OEM | FR | 70 SQMM X 1 CORE Unarmoured Copper CABLE | https://drive.google.com/file/d/1VEGBEMbDNHXJFS5YSZQdngzO5TPxOfWN/view?usp=sharing
1918 | LDC | Industrial Flexible (FRLS) Insulated Cable - IS 694:1990 | Flexible (FRLS) Insulated Cable - | 484/0.5 | 260 | Per Meter | Finnolex | 2159.4 | 40 % | 3599 | IN STOCK | Copper | Unarmoured | BLACK | Class 5 (Flexible) | FR | FR | 95 | Unshielded | Upto 1100V | 1 CORE | OEM | FR | 95 SQMM X 1 CORE Unarmoured Copper CABLE | https://drive.google.com/file/d/1VEGBEMbDNHXJFS5YSZQdngzO5TPxOfWN/view?usp=sharing
1919 | LDC | Industrial Flexible (FRLS) Insulated Cable - IS 694:1990 | Flexible (FRLS) Insulated Cable - | 608/0.5 | 305 | Per Meter | Finnolex | 2789.4 | 40 % | 4649 | IN STOCK | Copper | Unarmoured | BLACK | Class 5 (Flexible) | FR | FR | 120 | Unshielded | Upto 1100V | 1 CORE | OEM | FR | 120 SQMM X 1 CORE Unarmoured Copper CABLE | https://drive.google.com/file/d/1VEGBEMbDNHXJFS5YSZQdngzO5TPxOfWN/view?usp=sharing
1920 | LDC | Industrial Flexible (FRLS) Insulated Cable - IS 694:1990 | Flexible (FRLS) Insulated Cable - | 750/0.5 | 355 | Per Meter | Finnolex | 3492 | 40 % | 5820 | IN STOCK | Copper | Unarmoured | BLACK | Class 5 (Flexible) | FR | FR | 150 | Unshielded | Upto 1100V | 1 CORE | OEM | FR | 150 SQMM X 1 CORE Unarmoured Copper CABLE | https://drive.google.com/file/d/1VEGBEMbDNHXJFS5YSZQdngzO5TPxOfWN/view?usp=sharing
1921 | LDC | Industrial Flexible (FRLS) Insulated Cable - IS 694:1990 | Flexible (FRLS) Insulated Cable - | 925/0.5 | 415 | Per Meter | Finnolex | 4326 | 40 % | 7210 | IN STOCK | Copper | Unarmoured | BLACK | Class 5 (Flexible) | FR | FR | 185 | Unshielded | Upto 1100V | 1 CORE | OEM | FR | 185 SQMM X 1 CORE Unarmoured Copper CABLE | https://drive.google.com/file/d/1VEGBEMbDNHXJFS5YSZQdngzO5TPxOfWN/view?usp=sharing
1922 | LDC | Industrial Flexible (FRLS) Insulated Cable - IS 694:1990 | Flexible (FRLS) Insulated Cable - | 1210/0.5 | 500 | Per Meter | Finnolex | 5608.8 | 40 % | 9348 | IN STOCK | Copper | Unarmoured | BLACK | Class 5 (Flexible) | FR | FR | 240 | Unshielded | Upto 1100V | 1 CORE | OEM | FR | 240 SQMM X 1 CORE Unarmoured Copper CABLE | https://drive.google.com/file/d/1VEGBEMbDNHXJFS5YSZQdngzO5TPxOfWN/view?usp=sharing
1923 | LDC | Industrial Flexible (FRLS) Insulated Cable - IS 694:1990 | Flexible (FRLS) Insulated Cable - | 1527/0.5 | 585 | Per Meter | Finnolex | 7015.2 | 40 % | 11692 | IN STOCK | Copper | Unarmoured | BLACK | Class 5 (Flexible) | FR | FR | 300 | Unshielded | Upto 1100V | 1 CORE | OEM | FR | 300 SQMM X 1 CORE Unarmoured Copper CABLE | https://drive.google.com/file/d/1VEGBEMbDNHXJFS5YSZQdngzO5TPxOfWN/view?usp=sharing
1924 | LDC | Industrial Flexible (FRLS) Insulated Cable - IS 694:1990 | Flexible (FRLS) Insulated Cable - | 2036/0.5 | 695 | Per Meter | Finnolex | 9243.6 | 40 % | 15406 | IN STOCK | Copper | Unarmoured | BLACK | Class 5 (Flexible) | FR | FR | 400 | Unshielded | Upto 1100V | 1 CORE | OEM | FR | 400 SQMM X 1 CORE Unarmoured Copper CABLE | https://drive.google.com/file/d/1VEGBEMbDNHXJFS5YSZQdngzO5TPxOfWN/view?usp=sharing
1925 | LDC | Industrial Flexible (FRLS) Insulated Cable - IS 694:1990 | Flexible (FRLS) Insulated Cable - | 16/0.20 | 5 | Per Meter | Finnolex | 151.8 | 40 % | 253 | IN STOCK | Copper | Unarmoured | BLACK | Class 5 (Flexible) | PVC | FRLSH | 0.5 | Unshielded | Upto 1100V | 10 CORE | OEM | FRLSH | 0.5 SQMM X 10 CORE Unarmoured Copper CABLE | https://drive.google.com/file/d/1d_9PwBDObNkFhlNIupGOXcaF7o25X_n4/view?usp=sharing
1926 | LDC | Industrial Flexible (FRLS) Insulated Cable - IS 694:1990 | Flexible (FRLS) Insulated Cable - | 24/0.20 | 8 | Per Meter | Finnolex | 218.49 | 40 % | 364.15 | IN STOCK | Copper | Unarmoured | BLACK | Class 5 (Flexible) | PVC | FRLSH | 0.75 | Unshielded | Upto 1100V | 10 CORE | OEM | FRLSH | 0.75 SQMM X 10 CORE Unarmoured Copper CABLE | https://drive.google.com/file/d/1d_9PwBDObNkFhlNIupGOXcaF7o25X_n4/view?usp=sharing
1927 | LDC | Industrial Flexible (FRLS) Insulated Cable - IS 694:1990 | Flexible (FRLS) Insulated Cable - | 32/0.20 | 13 | Per Meter | Finnolex | 285.6 | 40 % | 476 | IN STOCK | Copper | Unarmoured | BLACK | Class 5 (Flexible) | PVC | FRLSH | 1 | Unshielded | Upto 1100V | 10 CORE | OEM | FRLSH | 1 SQMM X 10 CORE Unarmoured Copper CABLE | https://drive.google.com/file/d/1d_9PwBDObNkFhlNIupGOXcaF7o25X_n4/view?usp=sharing
1928 | LDC | Industrial Flexible (FRLS) Insulated Cable - IS 694:1990 | Flexible (FRLS) Insulated Cable - | 30/0.25 | 17 | Per Meter | Finnolex | 407.4 | 40 % | 679 | IN STOCK | Copper | Unarmoured | BLACK | Class 5 (Flexible) | PVC | FRLSH | 1.5 | Unshielded | Upto 1100V | 10 CORE | OEM | FRLSH | 1.5 SQMM X 10 CORE Unarmoured Copper CABLE | https://drive.google.com/file/d/1d_9PwBDObNkFhlNIupGOXcaF7o25X_n4/view?usp=sharing
1929 | LDC | Industrial Flexible (FRLS) Insulated Cable - IS 694:1990 | Flexible (FRLS) Insulated Cable - | 50/0.25 | 24 | Per Meter | Finnolex | 672 | 40 % | 1120 | IN STOCK | Copper | Unarmoured | BLACK | Class 5 (Flexible) | PVC | FRLSH | 2.5 | Unshielded | Upto 1100V | 10 CORE | OEM | FRLSH | 2.5 SQMM X 10 CORE Unarmoured Copper CABLE | https://drive.google.com/file/d/1d_9PwBDObNkFhlNIupGOXcaF7o25X_n4/view?usp=sharing
1930 | LDC | Industrial Flexible (FRLS) Insulated Cable - IS 694:1990 | Flexible (FRLS) Insulated Cable - | 16/0.20 | 5 | Per Meter | Finnolex | 177.78 | 40 % | 296.3 | IN STOCK | Copper | Unarmoured | BLACK | Class 5 (Flexible) | PVC | FRLSH | 0.5 | Unshielded | Upto 1100V | 12 CORE | OEM | FRLSH | 0.5 SQMM X 12 CORE Unarmoured Copper CABLE | https://drive.google.com/file/d/1d_9PwBDObNkFhlNIupGOXcaF7o25X_n4/view?usp=sharing
1931 | LDC | Industrial Flexible (FRLS) Insulated Cable - IS 694:1990 | Flexible (FRLS) Insulated Cable - | 24/0.20 | 8 | Per Meter | Finnolex | 259.65 | 40 % | 432.75 | IN STOCK | Copper | Unarmoured | BLACK | Class 5 (Flexible) | PVC | FRLSH | 0.75 | Unshielded | Upto 1100V | 12 CORE | OEM | FRLSH | 0.75 SQMM X 12 CORE Unarmoured Copper CABLE | https://drive.google.com/file/d/1d_9PwBDObNkFhlNIupGOXcaF7o25X_n4/view?usp=sharing
1932 | LDC | Industrial Flexible (FRLS) Insulated Cable - IS 694:1990 | Flexible (FRLS) Insulated Cable - | 32/0.20 | 13 | Per Meter | Finnolex | 338.4 | 40 % | 564 | IN STOCK | Copper | Unarmoured | BLACK | Class 5 (Flexible) | PVC | FRLSH | 1 | Unshielded | Upto 1100V | 12 CORE | OEM | FRLSH | 1 SQMM X 12 CORE Unarmoured Copper CABLE | https://drive.google.com/file/d/1d_9PwBDObNkFhlNIupGOXcaF7o25X_n4/view?usp=sharing
1933 | LDC | Industrial Flexible (FRLS) Insulated Cable - IS 694:1990 | Flexible (FRLS) Insulated Cable - | 30/0.25 | 17 | Per Meter | Finnolex | 490.8 | 40 % | 818 | IN STOCK | Copper | Unarmoured | BLACK | Class 5 (Flexible) | PVC | FRLSH | 1.5 | Unshielded | Upto 1100V | 12 CORE | OEM | FRLSH | 1.5 SQMM X 12 CORE Unarmoured Copper CABLE | https://drive.google.com/file/d/1d_9PwBDObNkFhlNIupGOXcaF7o25X_n4/view?usp=sharing
1934 | LDC | Industrial Flexible (FRLS) Insulated Cable - IS 694:1990 | Flexible (FRLS) Insulated Cable - | 50/0.25 | 24 | Per Meter | Finnolex | 802.8 | 40 % | 1338 | IN STOCK | Copper | Unarmoured | BLACK | Class 5 (Flexible) | PVC | FRLSH | 2.5 | Unshielded | Upto 1100V | 12 CORE | OEM | FRLSH | 2.5 SQMM X 12 CORE Unarmoured Copper CABLE | https://drive.google.com/file/d/1d_9PwBDObNkFhlNIupGOXcaF7o25X_n4/view?usp=sharing
1935 | LDC | Industrial Flexible (FRLS) Insulated Cable - IS 694:1990 | Flexible (FRLS) Insulated Cable - | 16/0.20 | 5 | Per Meter | Finnolex | 205.8 | 40 % | 343 | IN STOCK | Copper | Unarmoured | BLACK | Class 5 (Flexible) | PVC | FRLSH | 0.5 | Unshielded | Upto 1100V | 14 CORE | OEM | FRLSH | 0.5 SQMM X 14 CORE Unarmoured Copper CABLE | https://drive.google.com/file/d/1d_9PwBDObNkFhlNIupGOXcaF7o25X_n4/view?usp=sharing
1936 | LDC | Industrial Flexible (FRLS) Insulated Cable - IS 694:1990 | Flexible (FRLS) Insulated Cable - | 24/0.20 | 8 | Per Meter | Finnolex | 302.4 | 40 % | 504 | IN STOCK | Copper | Unarmoured | BLACK | Class 5 (Flexible) | PVC | FRLSH | 0.75 | Unshielded | Upto 1100V | 14 CORE | OEM | FRLSH | 0.75 SQMM X 14 CORE Unarmoured Copper CABLE | https://drive.google.com/file/d/1d_9PwBDObNkFhlNIupGOXcaF7o25X_n4/view?usp=sharing
1937 | LDC | Industrial Flexible (FRLS) Insulated Cable - IS 694:1990 | Flexible (FRLS) Insulated Cable - | 32/0.20 | 13 | Per Meter | Finnolex | 385.8 | 40 % | 643 | IN STOCK | Copper | Unarmoured | BLACK | Class 5 (Flexible) | PVC | FRLSH | 1 | Unshielded | Upto 1100V | 14 CORE | OEM | FRLSH | 1 SQMM X 14 CORE Unarmoured Copper CABLE | https://drive.google.com/file/d/1d_9PwBDObNkFhlNIupGOXcaF7o25X_n4/view?usp=sharing
1938 | LDC | Industrial Flexible (FRLS) Insulated Cable - IS 694:1990 | Flexible (FRLS) Insulated Cable - | 30/0.25 | 17 | Per Meter | Finnolex | 567 | 40 % | 945 | IN STOCK | Copper | Unarmoured | BLACK | Class 5 (Flexible) | PVC | FRLSH | 1.5 | Unshielded | Upto 1100V | 14 CORE | OEM | FRLSH | 1.5 SQMM X 14 CORE Unarmoured Copper CABLE | https://drive.google.com/file/d/1d_9PwBDObNkFhlNIupGOXcaF7o25X_n4/view?usp=sharing
1939 | LDC | Industrial Flexible (FRLS) Insulated Cable - IS 694:1990 | Flexible (FRLS) Insulated Cable - | 50/0.25 | 24 | Per Meter | Finnolex | 934.8 | 40 % | 1558 | IN STOCK | Copper | Unarmoured | BLACK | Class 5 (Flexible) | PVC | FRLSH | 2.5 | Unshielded | Upto 1100V | 14 CORE | OEM | FRLSH | 2.5 SQMM X 14 CORE Unarmoured Copper CABLE | https://drive.google.com/file/d/1d_9PwBDObNkFhlNIupGOXcaF7o25X_n4/view?usp=sharing
1940 | LDC | Industrial Flexible (FRLS) Insulated Cable - IS 694:1990 | Flexible (FRLS) Insulated Cable - | 16/0.20 | 5 | Per Meter | Finnolex | 237 | 40 % | 395 | IN STOCK | Copper | Unarmoured | BLACK | Class 5 (Flexible) | PVC | FRLSH | 0.5 | Unshielded | Upto 1100V | 16 CORE | OEM | FRLSH | 0.5 SQMM X 16 CORE Unarmoured Copper CABLE | https://drive.google.com/file/d/1d_9PwBDObNkFhlNIupGOXcaF7o25X_n4/view?usp=sharing
1941 | LDC | Industrial Flexible (FRLS) Insulated Cable - IS 694:1990 | Flexible (FRLS) Insulated Cable - | 24/0.20 | 8 | Per Meter | Finnolex | 343.2 | 40 % | 572 | IN STOCK | Copper | Unarmoured | BLACK | Class 5 (Flexible) | PVC | FRLSH | 0.75 | Unshielded | Upto 1100V | 16 CORE | OEM | FRLSH | 0.75 SQMM X 16 CORE Unarmoured Copper CABLE | https://drive.google.com/file/d/1d_9PwBDObNkFhlNIupGOXcaF7o25X_n4/view?usp=sharing
1942 | LDC | Industrial Flexible (FRLS) Insulated Cable - IS 694:1990 | Flexible (FRLS) Insulated Cable - | 32/0.20 | 13 | Per Meter | Finnolex | 451.2 | 40 % | 752 | IN STOCK | Copper | Unarmoured | BLACK | Class 5 (Flexible) | PVC | FRLSH | 1 | Unshielded | Upto 1100V | 16 CORE | OEM | FRLSH | 1 SQMM X 16 CORE Unarmoured Copper CABLE | https://drive.google.com/file/d/1d_9PwBDObNkFhlNIupGOXcaF7o25X_n4/view?usp=sharing
1943 | LDC | Industrial Flexible (FRLS) Insulated Cable - IS 694:1990 | Flexible (FRLS) Insulated Cable - | 30/0.25 | 17 | Per Meter | Finnolex | 646.8 | 40 % | 1078 | IN STOCK | Copper | Unarmoured | BLACK | Class 5 (Flexible) | PVC | FRLSH | 1.5 | Unshielded | Upto 1100V | 16 CORE | OEM | FRLSH | 1.5 SQMM X 16 CORE Unarmoured Copper CABLE | https://drive.google.com/file/d/1d_9PwBDObNkFhlNIupGOXcaF7o25X_n4/view?usp=sharing
1944 | LDC | Industrial Flexible (FRLS) Insulated Cable - IS 694:1990 | Flexible (FRLS) Insulated Cable - | 50/0.25 | 24 | Per Meter | Finnolex | 1066.2 | 40 % | 1777 | IN STOCK | Copper | Unarmoured | BLACK | Class 5 (Flexible) | PVC | FRLSH | 2.5 | Unshielded | Upto 1100V | 16 CORE | OEM | FRLSH | 2.5 SQMM X 16 CORE Unarmoured Copper CABLE | https://drive.google.com/file/d/1d_9PwBDObNkFhlNIupGOXcaF7o25X_n4/view?usp=sharing
1945 | LDC | Industrial Flexible (FRLS) Insulated Cable - IS 694:1990 | Flexible (FRLS) Insulated Cable - | 16/0.20 | 5 | Per Meter | Finnolex | 277.8 | 40 % | 463 | IN STOCK | Copper | Unarmoured | BLACK | Class 5 (Flexible) | PVC | FRLSH | 0.5 | Unshielded | Upto 1100V | 19 CORE | OEM | FRLSH | 0.5 SQMM X 19 CORE Unarmoured Copper CABLE | https://drive.google.com/file/d/1Dv5_c7SWLtwRiN_JFyBOg-9wcepFa3aP/view?usp=sharing
1946 | LDC | Industrial Flexible (FRLS) Insulated Cable - IS 694:1990 | Flexible (FRLS) Insulated Cable - | 24/0.20 | 8 | Per Meter | Finnolex | 406.8 | 40 % | 678 | IN STOCK | Copper | Unarmoured | BLACK | Class 5 (Flexible) | PVC | FRLSH | 0.75 | Unshielded | Upto 1100V | 19 CORE | OEM | FRLSH | 0.75 SQMM X 19 CORE Unarmoured Copper CABLE | https://drive.google.com/file/d/1Dv5_c7SWLtwRiN_JFyBOg-9wcepFa3aP/view?usp=sharing
1947 | LDC | Industrial Flexible (FRLS) Insulated Cable - IS 694:1990 | Flexible (FRLS) Insulated Cable - | 32/0.20 | 13 | Per Meter | Finnolex | 531.6 | 40 % | 886 | IN STOCK | Copper | Unarmoured | BLACK | Class 5 (Flexible) | PVC | FRLSH | 1 | Unshielded | Upto 1100V | 19 CORE | OEM | FRLSH | 1 SQMM X 19 CORE Unarmoured Copper CABLE | https://drive.google.com/file/d/1Dv5_c7SWLtwRiN_JFyBOg-9wcepFa3aP/view?usp=sharing
1948 | LDC | Industrial Flexible (FRLS) Insulated Cable - IS 694:1990 | Flexible (FRLS) Insulated Cable - | 30/0.25 | 17 | Per Meter | Finnolex | 765.6 | 40 % | 1276 | IN STOCK | Copper | Unarmoured | BLACK | Class 5 (Flexible) | PVC | FRLSH | 1.5 | Unshielded | Upto 1100V | 19 CORE | OEM | FRLSH | 1.5 SQMM X 19 CORE Unarmoured Copper CABLE | https://drive.google.com/file/d/1Dv5_c7SWLtwRiN_JFyBOg-9wcepFa3aP/view?usp=sharing
1949 | LDC | Industrial Flexible (FRLS) Insulated Cable - IS 694:1990 | Flexible (FRLS) Insulated Cable - | 50/0.25 | 24 | Per Meter | Finnolex | 1267.8 | 40 % | 2113 | IN STOCK | Copper | Unarmoured | BLACK | Class 5 (Flexible) | PVC | FRLSH | 2.5 | Unshielded | Upto 1100V | 19 CORE | OEM | FRLSH | 2.5 SQMM X 19 CORE Unarmoured Copper CABLE | https://drive.google.com/file/d/1Dv5_c7SWLtwRiN_JFyBOg-9wcepFa3aP/view?usp=sharing
1950 | LDC | Industrial Flexible (FRLS) Insulated Cable - IS 694:1990 | Flexible (FRLS) Insulated Cable - | 16/0.20 | 5 | Per Meter | Finnolex | 33.09 | 40 % | 55.15 | IN STOCK | Copper | Unarmoured | BLACK | Class 5 (Flexible) | PVC | PVC | 0.5 | Unshielded | Upto 1100V | 2 CORE | OEM | PVC | 0.5 SQMM X 2 CORE Unarmoured Copper CABLE | https://drive.google.com/file/d/166UBZ0XzhlqYum1lFbT65GkJTGdIwIPB/view?usp=sharing
1951 | LDC | Industrial Flexible (FRLS) Insulated Cable - IS 694:1990 | Flexible (FRLS) Insulated Cable - | 24/0.20 | 8 | Per Meter | Finnolex | 47.1 | 40 % | 78.5 | IN STOCK | Copper | Unarmoured | BLACK | Class 5 (Flexible) | PVC | PVC | 0.75 | Unshielded | Upto 1100V | 2 CORE | OEM | PVC | 0.75 SQMM X 2 CORE Unarmoured Copper CABLE | https://drive.google.com/file/d/166UBZ0XzhlqYum1lFbT65GkJTGdIwIPB/view?usp=sharing
1952 | LDC | Industrial Flexible (FRLS) Insulated Cable - IS 694:1990 | Flexible (FRLS) Insulated Cable - | 32/0.20 | 13 | Per Meter | Finnolex | 58.86 | 40 % | 98.1 | IN STOCK | Copper | Unarmoured | BLACK | Class 5 (Flexible) | PVC | PVC | 1 | Unshielded | Upto 1100V | 2 CORE | OEM | PVC | 1 SQMM X 2 CORE Unarmoured Copper CABLE | https://drive.google.com/file/d/166UBZ0XzhlqYum1lFbT65GkJTGdIwIPB/view?usp=sharing
1953 | LDC | Industrial Flexible (FRLS) Insulated Cable - IS 694:1990 | Flexible (FRLS) Insulated Cable - | 30/0.25 | 17 | Per Meter | Finnolex | 82.5 | 40 % | 137.5 | IN STOCK | Copper | Unarmoured | BLACK | Class 5 (Flexible) | PVC | PVC | 1.5 | Unshielded | Upto 1100V | 2 CORE | OEM | PVC | 1.5 SQMM X 2 CORE Unarmoured Copper CABLE | https://drive.google.com/file/d/166UBZ0XzhlqYum1lFbT65GkJTGdIwIPB/view?usp=sharing
1954 | LDC | Industrial Flexible (FRLS) Insulated Cable - IS 694:1990 | Flexible (FRLS) Insulated Cable - | 50/0.25 | 24 | Per Meter | Finnolex | 132.45 | 40 % | 220.75 | IN STOCK | Copper | Unarmoured | BLACK | Class 5 (Flexible) | PVC | PVC | 2.5 | Unshielded | Upto 1100V | 2 CORE | OEM | PVC | 2.5 SQMM X 2 CORE Unarmoured Copper CABLE | https://drive.google.com/file/d/166UBZ0XzhlqYum1lFbT65GkJTGdIwIPB/view?usp=sharing
1955 | LDC | Industrial Flexible (FRLS) Insulated Cable - IS 694:1990 | Flexible (FRLS) Insulated Cable - | 56/0.30 | 30 | Per Meter | Finnolex | 199.8 | 40 % | 333 | IN STOCK | Copper | Unarmoured | BLACK | Class 5 (Flexible) | PVC | PVC | 4 | Unshielded | Upto 1100V | 2 CORE | OEM | PVC | 4 SQMM X 2 CORE Unarmoured Copper CABLE | https://drive.google.com/file/d/166UBZ0XzhlqYum1lFbT65GkJTGdIwIPB/view?usp=sharing
1956 | LDC | Industrial Flexible (FRLS) Insulated Cable - IS 694:1990 | Flexible (FRLS) Insulated Cable - | 84/0.30 | 38 | Per Meter | Finnolex | 295.8 | 40 % | 493 | IN STOCK | Copper | Unarmoured | BLACK | Class 5 (Flexible) | PVC | PVC | 6 | Unshielded | Upto 1100V | 2 CORE | OEM | PVC | 6 SQMM X 2 CORE Unarmoured Copper CABLE | https://drive.google.com/file/d/166UBZ0XzhlqYum1lFbT65GkJTGdIwIPB/view?usp=sharing
1957 | LDC | Industrial Flexible (FRLS) Insulated Cable - IS 694:1990 | Flexible (FRLS) Insulated Cable - | 80/0.40 | 52 | Per Meter | Finnolex | 507 | 40 % | 845 | IN STOCK | Copper | Unarmoured | BLACK | Class 5 (Flexible) | PVC | PVC | 10 | Unshielded | Upto 1100V | 2 CORE | OEM | PVC | 10 SQMM X 2 CORE Unarmoured Copper CABLE | https://drive.google.com/file/d/166UBZ0XzhlqYum1lFbT65GkJTGdIwIPB/view?usp=sharing
1958 | LDC | Industrial Flexible (FRLS) Insulated Cable - IS 694:1990 | Flexible (FRLS) Insulated Cable - | 126/0.4 | 70 | Per Meter | Finnolex | 785.4 | 40 % | 1309 | IN STOCK | Copper | Unarmoured | BLACK | Class 5 (Flexible) | PVC | FRLSH | 16 | Unshielded | Upto 1100V | 2 CORE | OEM | FRLSH | 16 SQMM X 2 CORE Unarmoured Copper CABLE | https://drive.google.com/file/d/166UBZ0XzhlqYum1lFbT65GkJTGdIwIPB/view?usp=sharing
1959 | LDC | Industrial Flexible (FRLS) Insulated Cable - IS 694:1990 | Flexible (FRLS) Insulated Cable - | 196/0.4 | 88 | Per Meter | Finnolex | 1318.2 | 40 % | 2197 | IN STOCK | Copper | Unarmoured | BLACK | Class 5 (Flexible) | PVC | FRLSH | 25 | Unshielded | Upto 1100V | 2 CORE | OEM | FRLSH | 25 SQMM X 2 CORE Unarmoured Copper CABLE | https://drive.google.com/file/d/166UBZ0XzhlqYum1lFbT65GkJTGdIwIPB/view?usp=sharing
1960 | LDC | Industrial Flexible (FRLS) Insulated Cable - IS 694:1990 | Flexible (FRLS) Insulated Cable - | 276/0.4 | 110 | Per Meter | Finnolex | 1831.8 | 40 % | 3053 | IN STOCK | Copper | Unarmoured | BLACK | Class 5 (Flexible) | PVC | FRLSH | 35 | Unshielded | Upto 1100V | 2 CORE | OEM | FRLSH | 35 SQMM X 2 CORE Unarmoured Copper CABLE | https://drive.google.com/file/d/166UBZ0XzhlqYum1lFbT65GkJTGdIwIPB/view?usp=sharing
1961 | LDC | Industrial Flexible (FRLS) Insulated Cable - IS 694:1990 | Flexible (FRLS) Insulated Cable - | 396/0.4 | 145 | Per Meter | Finnolex | 2599.2 | 40 % | 4332 | IN STOCK | Copper | Unarmoured | BLACK | Class 5 (Flexible) | PVC | FRLSH | 50 | Unshielded | Upto 1100V | 2 CORE | OEM | FRLSH | 50 SQMM X 2 CORE Unarmoured Copper CABLE | https://drive.google.com/file/d/166UBZ0XzhlqYum1lFbT65GkJTGdIwIPB/view?usp=sharing
1962 | LDC | Industrial Flexible (FRLS) Insulated Cable - IS 694:1990 | Flexible (FRLS) Insulated Cable - | 354/0.5 | 215 | Per Meter | Finnolex | 3649.8 | 40 % | 6083 | IN STOCK | Copper | Unarmoured | BLACK | Class 5 (Flexible) | PVC | FRLSH | 70 | Unshielded | Upto 1100V | 2 CORE | OEM | FRLSH | 70 SQMM X 2 CORE Unarmoured Copper CABLE | https://drive.google.com/file/d/166UBZ0XzhlqYum1lFbT65GkJTGdIwIPB/view?usp=sharing
1963 | LDC | Industrial Flexible (FRLS) Insulated Cable - IS 694:1990 | Flexible (FRLS) Insulated Cable - | 16/0.20 | 5 | Per Meter | Finnolex | 349.2 | 40 % | 582 | IN STOCK | Copper | Unarmoured | BLACK | Class 5 (Flexible) | PVC | FRLSH | 0.5 | Unshielded | Upto 1100V | 24 CORE | OEM | FRLSH | 0.5 SQMM X 24 CORE Unarmoured Copper CABLE | https://drive.google.com/file/d/1Dv5_c7SWLtwRiN_JFyBOg-9wcepFa3aP/view?usp=sharing
1964 | LDC | Industrial Flexible (FRLS) Insulated Cable - IS 694:1990 | Flexible (FRLS) Insulated Cable - | 24/0.20 | 8 | Per Meter | Finnolex | 510.6 | 40 % | 851 | IN STOCK | Copper | Unarmoured | BLACK | Class 5 (Flexible) | PVC | FRLSH | 0.75 | Unshielded | Upto 1100V | 24 CORE | OEM | FRLSH | 0.75 SQMM X 24 CORE Unarmoured Copper CABLE | https://drive.google.com/file/d/1Dv5_c7SWLtwRiN_JFyBOg-9wcepFa3aP/view?usp=sharing
1965 | LDC | Industrial Flexible (FRLS) Insulated Cable - IS 694:1990 | Flexible (FRLS) Insulated Cable - | 32/0.20 | 13 | Per Meter | Finnolex | 668.4 | 40 % | 1114 | IN STOCK | Copper | Unarmoured | BLACK | Class 5 (Flexible) | PVC | FRLSH | 1 | Unshielded | Upto 1100V | 24 CORE | OEM | FRLSH | 1 SQMM X 24 CORE Unarmoured Copper CABLE | https://drive.google.com/file/d/1Dv5_c7SWLtwRiN_JFyBOg-9wcepFa3aP/view?usp=sharing
1966 | LDC | Industrial Flexible (FRLS) Insulated Cable - IS 694:1990 | Flexible (FRLS) Insulated Cable - | 30/0.25 | 17 | Per Meter | Finnolex | 967.2 | 40 % | 1612 | IN STOCK | Copper | Unarmoured | BLACK | Class 5 (Flexible) | PVC | FRLSH | 1.5 | Unshielded | Upto 1100V | 24 CORE | OEM | FRLSH | 1.5 SQMM X 24 CORE Unarmoured Copper CABLE | https://drive.google.com/file/d/1Dv5_c7SWLtwRiN_JFyBOg-9wcepFa3aP/view?usp=sharing
1967 | LDC | Industrial Flexible (FRLS) Insulated Cable - IS 694:1990 | Flexible (FRLS) Insulated Cable - | 50/0.25 | 24 | Per Meter | Finnolex | 1600.2 | 40 % | 2667 | IN STOCK | Copper | Unarmoured | BLACK | Class 5 (Flexible) | PVC | FRLSH | 2.5 | Unshielded | Upto 1100V | 24 CORE | OEM | FRLSH | 2.5 SQMM X 24 CORE Unarmoured Copper CABLE | https://drive.google.com/file/d/1Dv5_c7SWLtwRiN_JFyBOg-9wcepFa3aP/view?usp=sharing
1968 | LDC | Industrial Flexible (FRLS) Insulated Cable - IS 694:1990 | Flexible (FRLS) Insulated Cable - | 16/0.20 | 5 | Per Meter | Finnolex | 46.41 | 40 % | 77.35 | IN STOCK | Copper | Unarmoured | BLACK | Class 5 (Flexible) | PVC | PVC | 0.5 | Unshielded | Upto 1100V | 3 CORE | OEM | PVC | 0.5 SQMM X 3 CORE Unarmoured Copper CABLE | https://drive.google.com/file/d/19dTUs0RvB14RV7b06WQ9TvVcgKiKT7VK/view?usp=sharing
1969 | LDC | Industrial Flexible (FRLS) Insulated Cable - IS 694:1990 | Flexible (FRLS) Insulated Cable - | 24/0.20 | 8 | Per Meter | Finnolex | 64.95 | 40 % | 108.25 | IN STOCK | Copper | Unarmoured | BLACK | Class 5 (Flexible) | PVC | PVC | 0.75 | Unshielded | Upto 1100V | 3 CORE | OEM | PVC | 0.75 SQMM X 3 CORE Unarmoured Copper CABLE | https://drive.google.com/file/d/19dTUs0RvB14RV7b06WQ9TvVcgKiKT7VK/view?usp=sharing
1970 | LDC | Industrial Flexible (FRLS) Insulated Cable - IS 694:1990 | Flexible (FRLS) Insulated Cable - | 32/0.20 | 13 | Per Meter | Finnolex | 84 | 40 % | 140 | IN STOCK | Copper | Unarmoured | BLACK | Class 5 (Flexible) | PVC | PVC | 1 | Unshielded | Upto 1100V | 3 CORE | OEM | PVC | 1 SQMM X 3 CORE Unarmoured Copper CABLE | https://drive.google.com/file/d/19dTUs0RvB14RV7b06WQ9TvVcgKiKT7VK/view?usp=sharing
1971 | LDC | Industrial Flexible (FRLS) Insulated Cable - IS 694:1990 | Flexible (FRLS) Insulated Cable - | 30/0.25 | 17 | Per Meter | Finnolex | 117.66 | 40 % | 196.1 | IN STOCK | Copper | Unarmoured | BLACK | Class 5 (Flexible) | PVC | PVC | 1.5 | Unshielded | Upto 1100V | 3 CORE | OEM | PVC | 1.5 SQMM X 3 CORE Unarmoured Copper CABLE | https://drive.google.com/file/d/19dTUs0RvB14RV7b06WQ9TvVcgKiKT7VK/view?usp=sharing
1972 | LDC | Industrial Flexible (FRLS) Insulated Cable - IS 694:1990 | Flexible (FRLS) Insulated Cable - | 50/0.25 | 24 | Per Meter | Finnolex | 189 | 40 % | 315 | IN STOCK | Copper | Unarmoured | BLACK | Class 5 (Flexible) | PVC | PVC | 2.5 | Unshielded | Upto 1100V | 3 CORE | OEM | PVC | 2.5 SQMM X 3 CORE Unarmoured Copper CABLE | https://drive.google.com/file/d/19dTUs0RvB14RV7b06WQ9TvVcgKiKT7VK/view?usp=sharing
1973 | LDC | Industrial Flexible (FRLS) Insulated Cable - IS 694:1990 | Flexible (FRLS) Insulated Cable - | 56/0.30 | 30 | Per Meter | Finnolex | 291.6 | 40 % | 486 | IN STOCK | Copper | Unarmoured | BLACK | Class 5 (Flexible) | PVC | PVC | 4 | Unshielded | Upto 1100V | 3 CORE | OEM | PVC | 4 SQMM X 3 CORE Unarmoured Copper CABLE | https://drive.google.com/file/d/19dTUs0RvB14RV7b06WQ9TvVcgKiKT7VK/view?usp=sharing
1974 | LDC | Industrial Flexible (FRLS) Insulated Cable - IS 694:1990 | Flexible (FRLS) Insulated Cable - | 84/0.30 | 38 | Per Meter | Finnolex | 431.4 | 40 % | 719 | IN STOCK | Copper | Unarmoured | BLACK | Class 5 (Flexible) | PVC | PVC | 6 | Unshielded | Upto 1100V | 3 CORE | OEM | PVC | 6 SQMM X 3 CORE Unarmoured Copper CABLE | https://drive.google.com/file/d/19dTUs0RvB14RV7b06WQ9TvVcgKiKT7VK/view?usp=sharing
1975 | LDC | Industrial Flexible (FRLS) Insulated Cable - IS 694:1990 | Flexible (FRLS) Insulated Cable - | 80/0.40 | 52 | Per Meter | Finnolex | 744.6 | 40 % | 1241 | IN STOCK | Copper | Unarmoured | BLACK | Class 5 (Flexible) | PVC | PVC | 10 | Unshielded | Upto 1100V | 3 CORE | OEM | PVC | 10 SQMM X 3 CORE Unarmoured Copper CABLE | https://drive.google.com/file/d/19dTUs0RvB14RV7b06WQ9TvVcgKiKT7VK/view?usp=sharing
1976 | LDC | Industrial Flexible (FRLS) Insulated Cable - IS 694:1990 | Flexible (FRLS) Insulated Cable - | 126/0.4 | 70 | Per Meter | Finnolex | 1150.2 | 40 % | 1917 | IN STOCK | Copper | Unarmoured | BLACK | Class 5 (Flexible) | PVC | FRLSH | 16 | Unshielded | Upto 1100V | 3 CORE | OEM | FRLSH | 16 SQMM X 3 CORE Unarmoured Copper CABLE | https://drive.google.com/file/d/19dTUs0RvB14RV7b06WQ9TvVcgKiKT7VK/view?usp=sharing
1977 | LDC | Industrial Flexible (FRLS) Insulated Cable - IS 694:1990 | Flexible (FRLS) Insulated Cable - | 196/0.4 | 88 | Per Meter | Finnolex | 1927.8 | 40 % | 3213 | IN STOCK | Copper | Unarmoured | BLACK | Class 5 (Flexible) | PVC | FRLSH | 25 | Unshielded | Upto 1100V | 3 CORE | OEM | FRLSH | 25 SQMM X 3 CORE Unarmoured Copper CABLE | https://drive.google.com/file/d/19dTUs0RvB14RV7b06WQ9TvVcgKiKT7VK/view?usp=sharing
1978 | LDC | Industrial Flexible (FRLS) Insulated Cable - IS 694:1990 | Flexible (FRLS) Insulated Cable - | 276/0.4 | 110 | Per Meter | Finnolex | 2689.2 | 40 % | 4482 | IN STOCK | Copper | Unarmoured | BLACK | Class 5 (Flexible) | PVC | FRLSH | 35 | Unshielded | Upto 1100V | 3 CORE | OEM | FRLSH | 35 SQMM X 3 CORE Unarmoured Copper CABLE | https://drive.google.com/file/d/19dTUs0RvB14RV7b06WQ9TvVcgKiKT7VK/view?usp=sharing
1979 | LDC | Industrial Flexible (FRLS) Insulated Cable - IS 694:1990 | Flexible (FRLS) Insulated Cable - | 396/0.4 | 145 | Per Meter | Finnolex | 3830.4 | 40 % | 6384 | IN STOCK | Copper | Unarmoured | BLACK | Class 5 (Flexible) | PVC | FRLSH | 50 | Unshielded | Upto 1100V | 3 CORE | OEM | FRLSH | 50 SQMM X 3 CORE Unarmoured Copper CABLE | https://drive.google.com/file/d/19dTUs0RvB14RV7b06WQ9TvVcgKiKT7VK/view?usp=sharing
1980 | LDC | Industrial Flexible (FRLS) Insulated Cable - IS 694:1990 | Flexible (FRLS) Insulated Cable - | 354/0.5 | 215 | Per Meter | Finnolex | 5329.8 | 40 % | 8883 | IN STOCK | Copper | Unarmoured | BLACK | Class 5 (Flexible) | PVC | FRLSH | 70 | Unshielded | Upto 1100V | 3 CORE | OEM | FRLSH | 70 SQMM X 3 CORE Unarmoured Copper CABLE | https://drive.google.com/file/d/19dTUs0RvB14RV7b06WQ9TvVcgKiKT7VK/view?usp=sharing
1981 | LDC | Industrial Flexible (FRLS) Insulated Cable - IS 694:1990 | Flexible (FRLS) Insulated Cable - | 484/0.5 | 260 | Per Meter | Finnolex | 7342.2 | 40 % | 12237 | IN STOCK | Copper | Unarmoured | BLACK | Class 5 (Flexible) | PVC | FRLSH | 95 | Unshielded | Upto 1100V | 3 CORE | OEM | FRLSH | 95 SQMM X 3 CORE Unarmoured Copper CABLE | https://drive.google.com/file/d/19dTUs0RvB14RV7b06WQ9TvVcgKiKT7VK/view?usp=sharing
1982 | LDC | Industrial Flexible (FRLS) Insulated Cable - IS 694:1990 | Flexible (FRLS) Insulated Cable - | 608/0.5 | 305 | Per Meter | Finnolex | 9386.4 | 40 % | 15644 | IN STOCK | Copper | Unarmoured | BLACK | Class 5 (Flexible) | PVC | FRLSH | 120 | Unshielded | Upto 1100V | 3 CORE | OEM | FRLSH | 120 SQMM X 3 CORE Unarmoured Copper CABLE | https://drive.google.com/file/d/19dTUs0RvB14RV7b06WQ9TvVcgKiKT7VK/view?usp=sharing
1983 | LDC | Industrial Flexible (FRLS) Insulated Cable - IS 694:1990 | Flexible (FRLS) Insulated Cable - | 750/0.5 | 355 | Per Meter | Finnolex | 11826.6 | 40 % | 19711 | IN STOCK | Copper | Unarmoured | BLACK | Class 5 (Flexible) | PVC | FRLSH | 150 | Unshielded | Upto 1100V | 3 CORE | OEM | FRLSH | 150 SQMM X 3 CORE Unarmoured Copper CABLE | https://drive.google.com/file/d/19dTUs0RvB14RV7b06WQ9TvVcgKiKT7VK/view?usp=sharing
1984 | LDC | Industrial Flexible (FRLS) Insulated Cable - IS 694:1990 | Flexible (FRLS) Insulated Cable - | 925/0.5 | 415 | Per Meter | Finnolex | 14271.6 | 40 % | 23786 | IN STOCK | Copper | Unarmoured | BLACK | Class 5 (Flexible) | PVC | FRLSH | 185 | Unshielded | Upto 1100V | 3 CORE | OEM | FRLSH | 185 SQMM X 3 CORE Unarmoured Copper CABLE | https://drive.google.com/file/d/19dTUs0RvB14RV7b06WQ9TvVcgKiKT7VK/view?usp=sharing
1985 | LDC | Industrial Flexible (FRLS) Insulated Cable - IS 694:1990 | Flexible (FRLS) Insulated Cable - | 1210/0.5 | 500 | Per Meter | Finnolex | 19022.4 | 40 % | 31704 | IN STOCK | Copper | Unarmoured | BLACK | Class 5 (Flexible) | PVC | FRLSH | 240 | Unshielded | Upto 1100V | 3 CORE | OEM | FRLSH | 240 SQMM X 3 CORE Unarmoured Copper CABLE | https://drive.google.com/file/d/19dTUs0RvB14RV7b06WQ9TvVcgKiKT7VK/view?usp=sharing
1986 | LDC | Industrial Flexible (FRLS) Insulated Cable - IS 694:1990 | Flexible (FRLS) Insulated Cable - | 1527/0.5 | 585 | Per Meter | Finnolex | 23212.8 | 40 % | 38688 | IN STOCK | Copper | Unarmoured | BLACK | Class 5 (Flexible) | PVC | FRLSH | 300 | Unshielded | Upto 1100V | 3 CORE | OEM | FRLSH | 300 SQMM X 3 CORE Unarmoured Copper CABLE | https://drive.google.com/file/d/19dTUs0RvB14RV7b06WQ9TvVcgKiKT7VK/view?usp=sharing
1987 | LDC | Industrial Flexible (FRLS) Insulated Cable - IS 694:1990 | Flexible (FRLS) Insulated Cable - | 2036/0.5 | 695 | Per Meter | Finnolex | 30366.6 | 40 % | 50611 | IN STOCK | Copper | Unarmoured | BLACK | Class 5 (Flexible) | PVC | FRLSH | 400 | Unshielded | Upto 1100V | 3 CORE | OEM | FRLSH | 400 SQMM X 3 CORE Unarmoured Copper CABLE | https://drive.google.com/file/d/19dTUs0RvB14RV7b06WQ9TvVcgKiKT7VK/view?usp=sharing
1988 | LDC | Industrial Flexible (FRLS) Insulated Cable - IS 694:1990 | Flexible (FRLS) Insulated Cable - | 16/0.20 | 5 | Per Meter | Finnolex | 60.9 | 40 % | 101.5 | IN STOCK | Copper | Unarmoured | BLACK | Class 5 (Flexible) | PVC | PVC | 0.5 | Unshielded | Upto 1100V | 4 CORE | OEM | PVC | 0.5 SQMM X 4 CORE Unarmoured Copper CABLE | https://drive.google.com/file/d/13VFKkHl3v-6KEnITmlajXF23yBdgjePb/view?usp=sharing
1989 | LDC | Industrial Flexible (FRLS) Insulated Cable - IS 694:1990 | Flexible (FRLS) Insulated Cable - | 24/0.20 | 8 | Per Meter | Finnolex | 85.92 | 40 % | 143.2 | IN STOCK | Copper | Unarmoured | BLACK | Class 5 (Flexible) | PVC | PVC | 0.75 | Unshielded | Upto 1100V | 4 CORE | OEM | PVC | 0.75 SQMM X 4 CORE Unarmoured Copper CABLE | https://drive.google.com/file/d/13VFKkHl3v-6KEnITmlajXF23yBdgjePb/view?usp=sharing
1990 | LDC | Industrial Flexible (FRLS) Insulated Cable - IS 694:1990 | Flexible (FRLS) Insulated Cable - | 32/0.20 | 13 | Per Meter | Finnolex | 110.7 | 40 % | 184.5 | IN STOCK | Copper | Unarmoured | BLACK | Class 5 (Flexible) | PVC | PVC | 1 | Unshielded | Upto 1100V | 4 CORE | OEM | PVC | 1 SQMM X 4 CORE Unarmoured Copper CABLE | https://drive.google.com/file/d/13VFKkHl3v-6KEnITmlajXF23yBdgjePb/view?usp=sharing
1991 | LDC | Industrial Flexible (FRLS) Insulated Cable - IS 694:1990 | Flexible (FRLS) Insulated Cable - | 30/0.25 | 17 | Per Meter | Finnolex | 157.29 | 40 % | 262.15 | IN STOCK | Copper | Unarmoured | BLACK | Class 5 (Flexible) | PVC | PVC | 1.5 | Unshielded | Upto 1100V | 4 CORE | OEM | PVC | 1.5 SQMM X 4 CORE Unarmoured Copper CABLE | https://drive.google.com/file/d/13VFKkHl3v-6KEnITmlajXF23yBdgjePb/view?usp=sharing
1992 | LDC | Industrial Flexible (FRLS) Insulated Cable - IS 694:1990 | Flexible (FRLS) Insulated Cable - | 50/0.25 | 24 | Per Meter | Finnolex | 255.9 | 40 % | 426.5 | IN STOCK | Copper | Unarmoured | BLACK | Class 5 (Flexible) | PVC | PVC | 2.5 | Unshielded | Upto 1100V | 4 CORE | OEM | PVC | 2.5 SQMM X 4 CORE Unarmoured Copper CABLE | https://drive.google.com/file/d/13VFKkHl3v-6KEnITmlajXF23yBdgjePb/view?usp=sharing
1993 | LDC | Industrial Flexible (FRLS) Insulated Cable - IS 694:1990 | Flexible (FRLS) Insulated Cable - | 56/0.30 | 30 | Per Meter | Finnolex | 382.8 | 40 % | 638 | IN STOCK | Copper | Unarmoured | BLACK | Class 5 (Flexible) | PVC | PVC | 4 | Unshielded | Upto 1100V | 4 CORE | OEM | PVC | 4 SQMM X 4 CORE Unarmoured Copper CABLE | https://drive.google.com/file/d/13VFKkHl3v-6KEnITmlajXF23yBdgjePb/view?usp=sharing
1994 | LDC | Industrial Flexible (FRLS) Insulated Cable - IS 694:1990 | Flexible (FRLS) Insulated Cable - | 84/0.30 | 38 | Per Meter | Finnolex | 570.6 | 40 % | 951 | IN STOCK | Copper | Unarmoured | BLACK | Class 5 (Flexible) | PVC | PVC | 6 | Unshielded | Upto 1100V | 4 CORE | OEM | PVC | 6 SQMM X 4 CORE Unarmoured Copper CABLE | https://drive.google.com/file/d/13VFKkHl3v-6KEnITmlajXF23yBdgjePb/view?usp=sharing
1995 | LDC | Industrial Flexible (FRLS) Insulated Cable - IS 694:1990 | Flexible (FRLS) Insulated Cable - | 80/0.40 | 52 | Per Meter | Finnolex | 981.6 | 40 % | 1636 | IN STOCK | Copper | Unarmoured | BLACK | Class 5 (Flexible) | PVC | PVC | 10 | Unshielded | Upto 1100V | 4 CORE | OEM | PVC | 10 SQMM X 4 CORE Unarmoured Copper CABLE | https://drive.google.com/file/d/13VFKkHl3v-6KEnITmlajXF23yBdgjePb/view?usp=sharing
1996 | LDC | Industrial Flexible (FRLS) Insulated Cable - IS 694:1990 | Flexible (FRLS) Insulated Cable - | 126/0.4 | 70 | Per Meter | Finnolex | 1521 | 40 % | 2535 | IN STOCK | Copper | Unarmoured | BLACK | Class 5 (Flexible) | PVC | FRLSH | 16 | Unshielded | Upto 1100V | 4 CORE | OEM | FRLSH | 16 SQMM X 4 CORE Unarmoured Copper CABLE | https://drive.google.com/file/d/13VFKkHl3v-6KEnITmlajXF23yBdgjePb/view?usp=sharing
1997 | LDC | Industrial Flexible (FRLS) Insulated Cable - IS 694:1990 | Flexible (FRLS) Insulated Cable - | 196/0.4 | 88 | Per Meter | Finnolex | 2556 | 40 % | 4260 | IN STOCK | Copper | Unarmoured | BLACK | Class 5 (Flexible) | PVC | FRLSH | 25 | Unshielded | Upto 1100V | 4 CORE | OEM | FRLSH | 25 SQMM X 4 CORE Unarmoured Copper CABLE | https://drive.google.com/file/d/13VFKkHl3v-6KEnITmlajXF23yBdgjePb/view?usp=sharing
1998 | LDC | Industrial Flexible (FRLS) Insulated Cable - IS 694:1990 | Flexible (FRLS) Insulated Cable - | 276/0.4 | 110 | Per Meter | Finnolex | 3562.8 | 40 % | 5938 | IN STOCK | Copper | Unarmoured | BLACK | Class 5 (Flexible) | PVC | FRLSH | 35 | Unshielded | Upto 1100V | 4 CORE | OEM | FRLSH | 35 SQMM X 4 CORE Unarmoured Copper CABLE | https://drive.google.com/file/d/13VFKkHl3v-6KEnITmlajXF23yBdgjePb/view?usp=sharing
1999 | LDC | Industrial Flexible (FRLS) Insulated Cable - IS 694:1990 | Flexible (FRLS) Insulated Cable - | 396/0.4 | 145 | Per Meter | Finnolex | 5064.6 | 40 % | 8441 | IN STOCK | Copper | Unarmoured | BLACK | Class 5 (Flexible) | PVC | FRLSH | 50 | Unshielded | Upto 1100V | 4 CORE | OEM | FRLSH | 50 SQMM X 4 CORE Unarmoured Copper CABLE | https://drive.google.com/file/d/13VFKkHl3v-6KEnITmlajXF23yBdgjePb/view?usp=sharing
2000 | LDC | Industrial Flexible (FRLS) Insulated Cable - IS 694:1990 | Flexible (FRLS) Insulated Cable - | 354/0.5 | 215 | Per Meter | Finnolex | 7070.4 | 40 % | 11784 | IN STOCK | Copper | Unarmoured | BLACK | Class 5 (Flexible) | PVC | FRLSH | 70 | Unshielded | Upto 1100V | 4 CORE | OEM | FRLSH | 70 SQMM X 4 CORE Unarmoured Copper CABLE | https://drive.google.com/file/d/13VFKkHl3v-6KEnITmlajXF23yBdgjePb/view?usp=sharing
2001 | LDC | Industrial Flexible (FRLS) Insulated Cable - IS 694:1990 | Flexible (FRLS) Insulated Cable - | 484/0.5 | 260 | Per Meter | Finnolex | 9717.6 | 40 % | 16196 | IN STOCK | Copper | Unarmoured | BLACK | Class 5 (Flexible) | PVC | FRLSH | 95 | Unshielded | Upto 1100V | 4 CORE | OEM | FRLSH | 95 SQMM X 4 CORE Unarmoured Copper CABLE | https://drive.google.com/file/d/13VFKkHl3v-6KEnITmlajXF23yBdgjePb/view?usp=sharing
2002 | LDC | Industrial Flexible (FRLS) Insulated Cable - IS 694:1990 | Flexible (FRLS) Insulated Cable - | 608/0.5 | 305 | Per Meter | Finnolex | 12493.2 | 40 % | 20822 | IN STOCK | Copper | Unarmoured | BLACK | Class 5 (Flexible) | PVC | FRLSH | 120 | Unshielded | Upto 1100V | 4 CORE | OEM | FRLSH | 120 SQMM X 4 CORE Unarmoured Copper CABLE | https://drive.google.com/file/d/13VFKkHl3v-6KEnITmlajXF23yBdgjePb/view?usp=sharing
2003 | LDC | Industrial Flexible (FRLS) Insulated Cable - IS 694:1990 | Flexible (FRLS) Insulated Cable - | 750/0.5 | 355 | Per Meter | Finnolex | 15628.8 | 40 % | 26048 | IN STOCK | Copper | Unarmoured | BLACK | Class 5 (Flexible) | PVC | FRLSH | 150 | Unshielded | Upto 1100V | 4 CORE | OEM | FRLSH | 150 SQMM X 4 CORE Unarmoured Copper CABLE | https://drive.google.com/file/d/13VFKkHl3v-6KEnITmlajXF23yBdgjePb/view?usp=sharing
2004 | LDC | Industrial Flexible (FRLS) Insulated Cable - IS 694:1990 | Flexible (FRLS) Insulated Cable - | 925/0.5 | 415 | Per Meter | Finnolex | 18868.8 | 40 % | 31448 | IN STOCK | Copper | Unarmoured | BLACK | Class 5 (Flexible) | PVC | FRLSH | 185 | Unshielded | Upto 1100V | 4 CORE | OEM | FRLSH | 185 SQMM X 4 CORE Unarmoured Copper CABLE | https://drive.google.com/file/d/13VFKkHl3v-6KEnITmlajXF23yBdgjePb/view?usp=sharing
2005 | LDC | Industrial Flexible (FRLS) Insulated Cable - IS 694:1990 | Flexible (FRLS) Insulated Cable - | 1210/0.5 | 500 | Per Meter | Finnolex | 24981 | 40 % | 41635 | IN STOCK | Copper | Unarmoured | BLACK | Class 5 (Flexible) | PVC | FRLSH | 240 | Unshielded | Upto 1100V | 4 CORE | OEM | FRLSH | 240 SQMM X 4 CORE Unarmoured Copper CABLE | https://drive.google.com/file/d/13VFKkHl3v-6KEnITmlajXF23yBdgjePb/view?usp=sharing
2006 | LDC | Industrial Flexible (FRLS) Insulated Cable - IS 694:1990 | Flexible (FRLS) Insulated Cable - | 1527/0.5 | 585 | Per Meter | Finnolex | 31303.8 | 40 % | 52173 | IN STOCK | Copper | Unarmoured | BLACK | Class 5 (Flexible) | PVC | FRLSH | 300 | Unshielded | Upto 1100V | 4 CORE | OEM | FRLSH | 300 SQMM X 4 CORE Unarmoured Copper CABLE | https://drive.google.com/file/d/13VFKkHl3v-6KEnITmlajXF23yBdgjePb/view?usp=sharing
2007 | LDC | Industrial Flexible (FRLS) Insulated Cable - IS 694:1990 | Flexible (FRLS) Insulated Cable - | 2036/0.5 | 695 | Per Meter | Finnolex | 41740.8 | 40 % | 69568 | IN STOCK | Copper | Unarmoured | BLACK | Class 5 (Flexible) | PVC | FRLSH | 400 | Unshielded | Upto 1100V | 4 CORE | OEM | FRLSH | 400 SQMM X 4 CORE Unarmoured Copper CABLE | https://drive.google.com/file/d/13VFKkHl3v-6KEnITmlajXF23yBdgjePb/view?usp=sharing
2008 | LDC | Industrial Flexible (FRLS) Insulated Cable - IS 694:1990 | Flexible (FRLS) Insulated Cable - | 16/0.20 | 5 | Per Meter | Finnolex | 77.91 | 40 % | 129.85 | IN STOCK | Copper | Unarmoured | BLACK | Class 5 (Flexible) | PVC | FRLSH | 0.5 | Unshielded | Upto 1100V | 5 CORE | OEM | FRLSH | 0.5 SQMM X 5 CORE Unarmoured Copper CABLE | https://drive.google.com/file/d/1knZR4bnyCYWM3nG-uNR5PigyL99v6tJ1/view?usp=sharing
2009 | LDC | Industrial Flexible (FRLS) Insulated Cable - IS 694:1990 | Flexible (FRLS) Insulated Cable - | 24/0.20 | 8 | Per Meter | Finnolex | 112.2 | 40 % | 187 | IN STOCK | Copper | Unarmoured | BLACK | Class 5 (Flexible) | PVC | FRLSH | 0.75 | Unshielded | Upto 1100V | 5 CORE | OEM | FRLSH | 0.75 SQMM X 5 CORE Unarmoured Copper CABLE | https://drive.google.com/file/d/1knZR4bnyCYWM3nG-uNR5PigyL99v6tJ1/view?usp=sharing
2010 | LDC | Industrial Flexible (FRLS) Insulated Cable - IS 694:1990 | Flexible (FRLS) Insulated Cable - | 32/0.20 | 13 | Per Meter | Finnolex | 146.58 | 40 % | 244.3 | IN STOCK | Copper | Unarmoured | BLACK | Class 5 (Flexible) | PVC | FRLSH | 1 | Unshielded | Upto 1100V | 5 CORE | OEM | FRLSH | 1 SQMM X 5 CORE Unarmoured Copper CABLE | https://drive.google.com/file/d/1knZR4bnyCYWM3nG-uNR5PigyL99v6tJ1/view?usp=sharing
2011 | LDC | Industrial Flexible (FRLS) Insulated Cable - IS 694:1990 | Flexible (FRLS) Insulated Cable - | 30/0.25 | 17 | Per Meter | Finnolex | 207.18 | 40 % | 345.3 | IN STOCK | Copper | Unarmoured | BLACK | Class 5 (Flexible) | PVC | FRLSH | 1.5 | Unshielded | Upto 1100V | 5 CORE | OEM | FRLSH | 1.5 SQMM X 5 CORE Unarmoured Copper CABLE | https://drive.google.com/file/d/1knZR4bnyCYWM3nG-uNR5PigyL99v6tJ1/view?usp=sharing
2012 | LDC | Industrial Flexible (FRLS) Insulated Cable - IS 694:1990 | Flexible (FRLS) Insulated Cable - | 50/0.25 | 24 | Per Meter | Finnolex | 337.2 | 40 % | 562 | IN STOCK | Copper | Unarmoured | BLACK | Class 5 (Flexible) | PVC | FRLSH | 2.5 | Unshielded | Upto 1100V | 5 CORE | OEM | FRLSH | 2.5 SQMM X 5 CORE Unarmoured Copper CABLE | https://drive.google.com/file/d/1knZR4bnyCYWM3nG-uNR5PigyL99v6tJ1/view?usp=sharing
2013 | LDC | Industrial Flexible (FRLS) Insulated Cable - IS 694:1990 | Flexible (FRLS) Insulated Cable - | 56/0.30 | 30 | Per Meter | Finnolex | 550.2 | 40 % | 917 | IN STOCK | Copper | Unarmoured | BLACK | Class 5 (Flexible) | PVC | FRLSH | 4 | Unshielded | Upto 1100V | 5 CORE | OEM | FRLSH | 4 SQMM X 5 CORE Unarmoured Copper CABLE | https://drive.google.com/file/d/1knZR4bnyCYWM3nG-uNR5PigyL99v6tJ1/view?usp=sharing
2014 | LDC | Industrial Flexible (FRLS) Insulated Cable - IS 694:1990 | Flexible (FRLS) Insulated Cable - | 84/0.30 | 38 | Per Meter | Finnolex | 815.4 | 40 % | 1359 | IN STOCK | Copper | Unarmoured | BLACK | Class 5 (Flexible) | PVC | FRLSH | 6 | Unshielded | Upto 1100V | 5 CORE | OEM | FRLSH | 6 SQMM X 5 CORE Unarmoured Copper CABLE | https://drive.google.com/file/d/1knZR4bnyCYWM3nG-uNR5PigyL99v6tJ1/view?usp=sharing
2015 | LDC | Industrial Flexible (FRLS) Insulated Cable - IS 694:1990 | Flexible (FRLS) Insulated Cable - | 80/0.40 | 52 | Per Meter | Finnolex | 1407.6 | 40 % | 2346 | IN STOCK | Copper | Unarmoured | BLACK | Class 5 (Flexible) | PVC | FRLSH | 10 | Unshielded | Upto 1100V | 5 CORE | OEM | FRLSH | 10 SQMM X 5 CORE Unarmoured Copper CABLE | https://drive.google.com/file/d/1knZR4bnyCYWM3nG-uNR5PigyL99v6tJ1/view?usp=sharing
2016 | LDC | Industrial Flexible (FRLS) Insulated Cable - IS 694:1990 | Flexible (FRLS) Insulated Cable - | 126/0.4 | 70 | Per Meter | Finnolex | 2133.6 | 40 % | 3556 | IN STOCK | Copper | Unarmoured | BLACK | Class 5 (Flexible) | PVC | FRLSH | 16 | Unshielded | Upto 1100V | 5 CORE | OEM | FRLSH | 16 SQMM X 5 CORE Unarmoured Copper CABLE | https://drive.google.com/file/d/1knZR4bnyCYWM3nG-uNR5PigyL99v6tJ1/view?usp=sharing
2017 | LDC | Industrial Flexible (FRLS) Insulated Cable - IS 694:1990 | Flexible (FRLS) Insulated Cable - | 196/0.4 | 88 | Per Meter | Finnolex | 3394.8 | 40 % | 5658 | IN STOCK | Copper | Unarmoured | BLACK | Class 5 (Flexible) | PVC | FRLSH | 25 | Unshielded | Upto 1100V | 5 CORE | OEM | FRLSH | 25 SQMM X 5 CORE Unarmoured Copper CABLE | https://drive.google.com/file/d/1knZR4bnyCYWM3nG-uNR5PigyL99v6tJ1/view?usp=sharing
2018 | LDC | Industrial Flexible (FRLS) Insulated Cable - IS 694:1990 | Flexible (FRLS) Insulated Cable - | 276/0.4 | 110 | Per Meter | Finnolex | 4725 | 40 % | 7875 | IN STOCK | Copper | Unarmoured | BLACK | Class 5 (Flexible) | PVC | FRLSH | 35 | Unshielded | Upto 1100V | 5 CORE | OEM | FRLSH | 35 SQMM X 5 CORE Unarmoured Copper CABLE | https://drive.google.com/file/d/1knZR4bnyCYWM3nG-uNR5PigyL99v6tJ1/view?usp=sharing
2019 | LDC | Industrial Flexible (FRLS) Insulated Cable - IS 694:1990 | Flexible (FRLS) Insulated Cable - | 396/0.4 | 145 | Per Meter | Finnolex | 6744.6 | 40 % | 11241 | IN STOCK | Copper | Unarmoured | BLACK | Class 5 (Flexible) | PVC | FRLSH | 50 | Unshielded | Upto 1100V | 5 CORE | OEM | FRLSH | 50 SQMM X 5 CORE Unarmoured Copper CABLE | https://drive.google.com/file/d/1knZR4bnyCYWM3nG-uNR5PigyL99v6tJ1/view?usp=sharing
2020 | LDC | Industrial Flexible (FRLS) Insulated Cable - IS 694:1990 | Flexible (FRLS) Insulated Cable - | 354/0.5 | 215 | Per Meter | Finnolex | 9381 | 40 % | 15635 | IN STOCK | Copper | Unarmoured | BLACK | Class 5 (Flexible) | PVC | FRLSH | 70 | Unshielded | Upto 1100V | 5 CORE | OEM | FRLSH | 70 SQMM X 5 CORE Unarmoured Copper CABLE | https://drive.google.com/file/d/1knZR4bnyCYWM3nG-uNR5PigyL99v6tJ1/view?usp=sharing
2021 | LDC | Industrial Flexible (FRLS) Insulated Cable - IS 694:1990 | Flexible (FRLS) Insulated Cable - | 16/0.20 | 5 | Per Meter | Finnolex | 77.91 | 40 % | 129.85 | IN STOCK | Copper | Unarmoured | BLACK | Class 5 (Flexible) | PVC | FRLSH | 0.5 | Unshielded | Upto 1100V | 6 CORE | OEM | FRLSH | 0.5 SQMM X 6 CORE Unarmoured Copper CABLE | https://drive.google.com/file/d/1Wn1e7hms4-P9uAlJ1qUhICqPRuaSyaV4/view?usp=sharing
2022 | LDC | Industrial Flexible (FRLS) Insulated Cable - IS 694:1990 | Flexible (FRLS) Insulated Cable - | 24/0.20 | 8 | Per Meter | Finnolex | 133.89 | 40 % | 223.15 | IN STOCK | Copper | Unarmoured | BLACK | Class 5 (Flexible) | PVC | FRLSH | 0.75 | Unshielded | Upto 1100V | 6 CORE | OEM | FRLSH | 0.75 SQMM X 6 CORE Unarmoured Copper CABLE | https://drive.google.com/file/d/1Wn1e7hms4-P9uAlJ1qUhICqPRuaSyaV4/view?usp=sharing
2023 | LDC | Industrial Flexible (FRLS) Insulated Cable - IS 694:1990 | Flexible (FRLS) Insulated Cable - | 32/0.20 | 13 | Per Meter | Finnolex | 174.6 | 40 % | 291 | IN STOCK | Copper | Unarmoured | BLACK | Class 5 (Flexible) | PVC | FRLSH | 1 | Unshielded | Upto 1100V | 6 CORE | OEM | FRLSH | 1 SQMM X 6 CORE Unarmoured Copper CABLE | https://drive.google.com/file/d/1Wn1e7hms4-P9uAlJ1qUhICqPRuaSyaV4/view?usp=sharing
2024 | LDC | Industrial Flexible (FRLS) Insulated Cable - IS 694:1990 | Flexible (FRLS) Insulated Cable - | 30/0.25 | 17 | Per Meter | Finnolex | 245.58 | 40 % | 409.3 | IN STOCK | Copper | Unarmoured | BLACK | Class 5 (Flexible) | PVC | FRLSH | 1.5 | Unshielded | Upto 1100V | 6 CORE | OEM | FRLSH | 1.5 SQMM X 6 CORE Unarmoured Copper CABLE | https://drive.google.com/file/d/1Wn1e7hms4-P9uAlJ1qUhICqPRuaSyaV4/view?usp=sharing
2025 | LDC | Industrial Flexible (FRLS) Insulated Cable - IS 694:1990 | Flexible (FRLS) Insulated Cable - | 50/0.25 | 24 | Per Meter | Finnolex | 407.4 | 40 % | 679 | IN STOCK | Copper | Unarmoured | BLACK | Class 5 (Flexible) | PVC | FRLSH | 2.5 | Unshielded | Upto 1100V | 6 CORE | OEM | FRLSH | 2.5 SQMM X 6 CORE Unarmoured Copper CABLE | https://drive.google.com/file/d/1Wn1e7hms4-P9uAlJ1qUhICqPRuaSyaV4/view?usp=sharing
2026 | LDC | Industrial Flexible (FRLS) Insulated Cable - IS 694:1990 | Flexible (FRLS) Insulated Cable - | 56/0.30 | 30 | Per Meter | Finnolex | 658.8 | 40 % | 1098 | IN STOCK | Copper | Unarmoured | BLACK | Class 5 (Flexible) | PVC | FRLSH | 4 | Unshielded | Upto 1100V | 6 CORE | OEM | FRLSH | 4 SQMM X 6 CORE Unarmoured Copper CABLE | https://drive.google.com/file/d/1Wn1e7hms4-P9uAlJ1qUhICqPRuaSyaV4/view?usp=sharing
2027 | LDC | Industrial Flexible (FRLS) Insulated Cable - IS 694:1990 | Flexible (FRLS) Insulated Cable - | 84/0.30 | 38 | Per Meter | Finnolex | 976.8 | 40 % | 1628 | IN STOCK | Copper | Unarmoured | BLACK | Class 5 (Flexible) | PVC | FRLSH | 6 | Unshielded | Upto 1100V | 6 CORE | OEM | FRLSH | 6 SQMM X 6 CORE Unarmoured Copper CABLE | https://drive.google.com/file/d/1Wn1e7hms4-P9uAlJ1qUhICqPRuaSyaV4/view?usp=sharing
2028 | LDC | Industrial Flexible (FRLS) Insulated Cable - IS 694:1990 | Flexible (FRLS) Insulated Cable - | 16/0.20 | 5 | Per Meter | Finnolex | 105 | 40 % | 175 | IN STOCK | Copper | Unarmoured | BLACK | Class 5 (Flexible) | PVC | FRLSH | 0.5 | Unshielded | Upto 1100V | 7 CORE | OEM | FRLSH | 0.5 SQMM X 7 CORE Unarmoured Copper CABLE | https://drive.google.com/file/d/1sWi_Eh7yqjS04u8uEe8HLUf4RWnaoef_/view?usp=sharing
2029 | LDC | Industrial Flexible (FRLS) Insulated Cable - IS 694:1990 | Flexible (FRLS) Insulated Cable - | 24/0.20 | 8 | Per Meter | Finnolex | 153.93 | 40 % | 256.55 | IN STOCK | Copper | Unarmoured | BLACK | Class 5 (Flexible) | PVC | FRLSH | 0.75 | Unshielded | Upto 1100V | 7 CORE | OEM | FRLSH | 0.75 SQMM X 7 CORE Unarmoured Copper CABLE | https://drive.google.com/file/d/1sWi_Eh7yqjS04u8uEe8HLUf4RWnaoef_/view?usp=sharing
2030 | LDC | Industrial Flexible (FRLS) Insulated Cable - IS 694:1990 | Flexible (FRLS) Insulated Cable - | 32/0.20 | 13 | Per Meter | Finnolex | 200.4 | 40 % | 334 | IN STOCK | Copper | Unarmoured | BLACK | Class 5 (Flexible) | PVC | FRLSH | 1 | Unshielded | Upto 1100V | 7 CORE | OEM | FRLSH | 1 SQMM X 7 CORE Unarmoured Copper CABLE | https://drive.google.com/file/d/1sWi_Eh7yqjS04u8uEe8HLUf4RWnaoef_/view?usp=sharing
2031 | LDC | Industrial Flexible (FRLS) Insulated Cable - IS 694:1990 | Flexible (FRLS) Insulated Cable - | 30/0.25 | 17 | Per Meter | Finnolex | 285.6 | 40 % | 476 | IN STOCK | Copper | Unarmoured | BLACK | Class 5 (Flexible) | PVC | FRLSH | 1.5 | Unshielded | Upto 1100V | 7 CORE | OEM | FRLSH | 1.5 SQMM X 7 CORE Unarmoured Copper CABLE | https://drive.google.com/file/d/1sWi_Eh7yqjS04u8uEe8HLUf4RWnaoef_/view?usp=sharing
2032 | LDC | Industrial Flexible (FRLS) Insulated Cable - IS 694:1990 | Flexible (FRLS) Insulated Cable - | 50/0.25 | 24 | Per Meter | Finnolex | 469.8 | 40 % | 783 | IN STOCK | Copper | Unarmoured | BLACK | Class 5 (Flexible) | PVC | FRLSH | 2.5 | Unshielded | Upto 1100V | 7 CORE | OEM | FRLSH | 2.5 SQMM X 7 CORE Unarmoured Copper CABLE | https://drive.google.com/file/d/1sWi_Eh7yqjS04u8uEe8HLUf4RWnaoef_/view?usp=sharing
2033 | LDC | Industrial Flexible (FRLS) Insulated Cable - IS 694:1990 | Flexible (FRLS) Insulated Cable - | 56/0.30 | 30 | Per Meter | Finnolex | 800.4 | 40 % | 1334 | IN STOCK | Copper | Unarmoured | BLACK | Class 5 (Flexible) | PVC | FRLSH | 4 | Unshielded | Upto 1100V | 7 CORE | OEM | FRLSH | 4 SQMM X 7 CORE Unarmoured Copper CABLE | https://drive.google.com/file/d/1sWi_Eh7yqjS04u8uEe8HLUf4RWnaoef_/view?usp=sharing
2034 | LDC | Industrial Flexible (FRLS) Insulated Cable - IS 694:1990 | Flexible (FRLS) Insulated Cable - | 16/0.20 | 5 | Per Meter | Finnolex | 122.88 | 40 % | 204.8 | IN STOCK | Copper | Unarmoured | BLACK | Class 5 (Flexible) | PVC | FRLSH | 0.5 | Unshielded | Upto 1100V | 8 CORE | OEM | FRLSH | 0.5 SQMM X 8 CORE Unarmoured Copper CABLE | https://drive.google.com/file/d/1sWi_Eh7yqjS04u8uEe8HLUf4RWnaoef_/view?usp=sharing
2035 | LDC | Industrial Flexible (FRLS) Insulated Cable - IS 694:1990 | Flexible (FRLS) Insulated Cable - | 24/0.20 | 8 | Per Meter | Finnolex | 176.4 | 40 % | 294 | IN STOCK | Copper | Unarmoured | BLACK | Class 5 (Flexible) | PVC | FRLSH | 0.75 | Unshielded | Upto 1100V | 8 CORE | OEM | FRLSH | 0.75 SQMM X 8 CORE Unarmoured Copper CABLE | https://drive.google.com/file/d/1sWi_Eh7yqjS04u8uEe8HLUf4RWnaoef_/view?usp=sharing
2036 | LDC | Industrial Flexible (FRLS) Insulated Cable - IS 694:1990 | Flexible (FRLS) Insulated Cable - | 32/0.20 | 13 | Per Meter | Finnolex | 230.4 | 40 % | 384 | IN STOCK | Copper | Unarmoured | BLACK | Class 5 (Flexible) | PVC | FRLSH | 1 | Unshielded | Upto 1100V | 8 CORE | OEM | FRLSH | 1 SQMM X 8 CORE Unarmoured Copper CABLE | https://drive.google.com/file/d/1sWi_Eh7yqjS04u8uEe8HLUf4RWnaoef_/view?usp=sharing
2037 | LDC | Industrial Flexible (FRLS) Insulated Cable - IS 694:1990 | Flexible (FRLS) Insulated Cable - | 30/0.25 | 17 | Per Meter | Finnolex | 327.6 | 40 % | 546 | IN STOCK | Copper | Unarmoured | BLACK | Class 5 (Flexible) | PVC | FRLSH | 1.5 | Unshielded | Upto 1100V | 8 CORE | OEM | FRLSH | 1.5 SQMM X 8 CORE Unarmoured Copper CABLE | https://drive.google.com/file/d/1sWi_Eh7yqjS04u8uEe8HLUf4RWnaoef_/view?usp=sharing
2038 | LDC | Industrial Flexible (FRLS) Insulated Cable - IS 694:1990 | Flexible (FRLS) Insulated Cable - | 50/0.25 | 24 | Per Meter | Finnolex | 538.8 | 40 % | 898 | IN STOCK | Copper | Unarmoured | BLACK | Class 5 (Flexible) | PVC | FRLSH | 2.5 | Unshielded | Upto 1100V | 8 CORE | OEM | FRLSH | 2.5 SQMM X 8 CORE Unarmoured Copper CABLE | https://drive.google.com/file/d/1sWi_Eh7yqjS04u8uEe8HLUf4RWnaoef_/view?usp=sharing
2039 | LDC | Industrial Flexible (FRLS) Insulated Cable - IS 694:1990 | (FRLS) Insulated Cable | 16/0.20 | 5 | Per Meter | Finnolex | 0 | 40 % |  | IN STOCK | Copper | Unarmoured | BLACK | Class 5 (Flexible) | FRLSH | FRLSH | 0.5 | Unshielded | Upto 1100V | 1 CORE | OEM | FRLSH | 0.5 SQMM X 1 CORE Unarmoured Copper CABLE | https://drive.google.com/file/d/1VEGBEMbDNHXJFS5YSZQdngzO5TPxOfWN/view?usp=sharing
2040 | LDC | Industrial Flexible (FRLS) Insulated Cable - IS 694:1990 | (FRLS) Insulated Cable | 24/0.20 | 8 | Per Meter | Finnolex | 0 | 40 % |  | IN STOCK | Copper | Unarmoured | BLACK | Class 5 (Flexible) | FRLSH | FRLSH | 0.75 | Unshielded | Upto 1100V | 1 CORE | OEM | FRLSH | 0.75 SQMM X 1 CORE Unarmoured Copper CABLE | https://drive.google.com/file/d/1VEGBEMbDNHXJFS5YSZQdngzO5TPxOfWN/view?usp=sharing
2041 | LDC | Industrial Flexible (FRLS) Insulated Cable - IS 694:1990 | (FRLS) Insulated Cable | 32/0.20 | 13 | Per Meter | Finnolex | 0 | 40 % |  | IN STOCK | Copper | Unarmoured | BLACK | Class 5 (Flexible) | FRLSH | FRLSH | 1 | Unshielded | Upto 1100V | 1 CORE | OEM | FRLSH | 1 SQMM X 1 CORE Unarmoured Copper CABLE | https://drive.google.com/file/d/1VEGBEMbDNHXJFS5YSZQdngzO5TPxOfWN/view?usp=sharing
2042 | LDC | Industrial Flexible (FRLS) Insulated Cable - IS 694:1990 | (FRLS) Insulated Cable | 30/0.25 | 17 | Per Meter | Finnolex | 0 | 40 % |  | IN STOCK | Copper | Unarmoured | BLACK | Class 5 (Flexible) | FRLSH | FRLSH | 1.5 | Unshielded | Upto 1100V | 1 CORE | OEM | FRLSH | 1.5 SQMM X 1 CORE Unarmoured Copper CABLE | https://drive.google.com/file/d/1VEGBEMbDNHXJFS5YSZQdngzO5TPxOfWN/view?usp=sharing
2043 | LDC | Industrial Flexible (FRLS) Insulated Cable - IS 694:1990 | (FRLS) Insulated Cable | 50/0.25 | 24 | Per Meter | Finnolex | 0 | 40 % |  | IN STOCK | Copper | Unarmoured | BLACK | Class 5 (Flexible) | FRLSH | FRLSH | 2.5 | Unshielded | Upto 1100V | 1 CORE | OEM | FRLSH | 2.5 SQMM X 1 CORE Unarmoured Copper CABLE | https://drive.google.com/file/d/1VEGBEMbDNHXJFS5YSZQdngzO5TPxOfWN/view?usp=sharing
2044 | LDC | Industrial Flexible (FRLS) Insulated Cable - IS 694:1990 | (FRLS) Insulated Cable | 56/0.30 | 30 | Per Meter | Finnolex | 0 | 40 % |  | IN STOCK | Copper | Unarmoured | BLACK | Class 5 (Flexible) | FRLSH | FRLSH | 4 | Unshielded | Upto 1100V | 1 CORE | OEM | FRLSH | 4 SQMM X 1 CORE Unarmoured Copper CABLE | https://drive.google.com/file/d/1VEGBEMbDNHXJFS5YSZQdngzO5TPxOfWN/view?usp=sharing
2045 | LDC | Industrial Flexible (FRLS) Insulated Cable - IS 694:1990 | (FRLS) Insulated Cable | 84/0.30 | 38 | Per Meter | Finnolex | 0 | 40 % |  | IN STOCK | Copper | Unarmoured | BLACK | Class 5 (Flexible) | FRLSH | FRLSH | 6 | Unshielded | Upto 1100V | 1 CORE | OEM | FRLSH | 6 SQMM X 1 CORE Unarmoured Copper CABLE | https://drive.google.com/file/d/1VEGBEMbDNHXJFS5YSZQdngzO5TPxOfWN/view?usp=sharing
2046 | LDC | Industrial Flexible (FRLS) Insulated Cable - IS 694:1990 | (FRLS) Insulated Cable | 80/0.40 | 52 | Per Meter | Finnolex | 0 | 40 % |  | IN STOCK | Copper | Unarmoured | BLACK | Class 5 (Flexible) | FRLSH | FRLSH | 10 | Unshielded | Upto 1100V | 1 CORE | OEM | FRLSH | 10 SQMM X 1 CORE Unarmoured Copper CABLE | https://drive.google.com/file/d/1VEGBEMbDNHXJFS5YSZQdngzO5TPxOfWN/view?usp=sharing
2047 | LDC | Industrial Flexible (FRLS) Insulated Cable - IS 694:1990 | (FRLS) Insulated Cable | 126/0.4 | 70 | Per Meter | Finnolex | 0 | 40 % |  | IN STOCK | Copper | Unarmoured | BLACK | Class 5 (Flexible) | FRLSH | FRLSH | 16 | Unshielded | Upto 1100V | 1 CORE | OEM | FRLSH | 16 SQMM X 1 CORE Unarmoured Copper CABLE | https://drive.google.com/file/d/1VEGBEMbDNHXJFS5YSZQdngzO5TPxOfWN/view?usp=sharing
2048 | LDC | Industrial Flexible (FRLS) Insulated Cable - IS 694:1990 | (FRLS) Insulated Cable | 196/0.4 | 88 | Per Meter | Finnolex | 0 | 40 % |  | IN STOCK | Copper | Unarmoured | BLACK | Class 5 (Flexible) | FRLSH | FRLSH | 25 | Unshielded | Upto 1100V | 1 CORE | OEM | FRLSH | 25 SQMM X 1 CORE Unarmoured Copper CABLE | https://drive.google.com/file/d/1VEGBEMbDNHXJFS5YSZQdngzO5TPxOfWN/view?usp=sharing
2049 | LDC | Industrial Flexible (FRLS) Insulated Cable - IS 694:1990 | (FRLS) Insulated Cable | 276/0.4 | 110 | Per Meter | Finnolex | 0 | 40 % |  | IN STOCK | Copper | Unarmoured | BLACK | Class 5 (Flexible) | FRLSH | FRLSH | 35 | Unshielded | Upto 1100V | 1 CORE | OEM | FRLSH | 35 SQMM X 1 CORE Unarmoured Copper CABLE | https://drive.google.com/file/d/1VEGBEMbDNHXJFS5YSZQdngzO5TPxOfWN/view?usp=sharing
2050 | LDC | Industrial Flexible (FRLS) Insulated Cable - IS 694:1990 | (FRLS) Insulated Cable | 396/0.4 | 145 | Per Meter | Finnolex | 0 | 40 % |  | IN STOCK | Copper | Unarmoured | BLACK | Class 5 (Flexible) | FRLSH | FRLSH | 50 | Unshielded | Upto 1100V | 1 CORE | OEM | FRLSH | 50 SQMM X 1 CORE Unarmoured Copper CABLE | https://drive.google.com/file/d/1VEGBEMbDNHXJFS5YSZQdngzO5TPxOfWN/view?usp=sharing
2051 | LDC | Industrial Flexible (FRLS) Insulated Cable - IS 694:1990 | (FRLS) Insulated Cable | 354/0.5 | 215 | Per Meter | Finnolex | 0 | 40 % |  | IN STOCK | Copper | Unarmoured | BLACK | Class 5 (Flexible) | FRLSH | FRLSH | 70 | Unshielded | Upto 1100V | 1 CORE | OEM | FRLSH | 70 SQMM X 1 CORE Unarmoured Copper CABLE | https://drive.google.com/file/d/1VEGBEMbDNHXJFS5YSZQdngzO5TPxOfWN/view?usp=sharing
2052 | LDC | Industrial Flexible (FRLS) Insulated Cable - IS 694:1990 | (FRLS) Insulated Cable | 484/0.5 | 260 | Per Meter | Finnolex | 0 | 40 % |  | IN STOCK | Copper | Unarmoured | BLACK | Class 5 (Flexible) | FRLSH | FRLSH | 95 | Unshielded | Upto 1100V | 1 CORE | OEM | FRLSH | 95 SQMM X 1 CORE Unarmoured Copper CABLE | https://drive.google.com/file/d/1VEGBEMbDNHXJFS5YSZQdngzO5TPxOfWN/view?usp=sharing
2053 | LDC | Industrial Flexible (FRLS) Insulated Cable - IS 694:1990 | (FRLS) Insulated Cable | 608/0.5 | 305 | Per Meter | Finnolex | 0 | 40 % |  | IN STOCK | Copper | Unarmoured | BLACK | Class 5 (Flexible) | FRLSH | FRLSH | 120 | Unshielded | Upto 1100V | 1 CORE | OEM | FRLSH | 120 SQMM X 1 CORE Unarmoured Copper CABLE | https://drive.google.com/file/d/1VEGBEMbDNHXJFS5YSZQdngzO5TPxOfWN/view?usp=sharing
2054 | LDC | Industrial Flexible (FRLS) Insulated Cable - IS 694:1990 | (FRLS) Insulated Cable | 750/0.5 | 355 | Per Meter | Finnolex | 0 | 40 % |  | IN STOCK | Copper | Unarmoured | BLACK | Class 5 (Flexible) | FRLSH | FRLSH | 150 | Unshielded | Upto 1100V | 1 CORE | OEM | FRLSH | 150 SQMM X 1 CORE Unarmoured Copper CABLE | https://drive.google.com/file/d/1VEGBEMbDNHXJFS5YSZQdngzO5TPxOfWN/view?usp=sharing
2055 | LDC | Industrial Flexible (FRLS) Insulated Cable - IS 694:1990 | (FRLS) Insulated Cable | 925/0.5 | 415 | Per Meter | Finnolex | 0 | 40 % |  | IN STOCK | Copper | Unarmoured | BLACK | Class 5 (Flexible) | FRLSH | FRLSH | 185 | Unshielded | Upto 1100V | 1 CORE | OEM | FRLSH | 185 SQMM X 1 CORE Unarmoured Copper CABLE | https://drive.google.com/file/d/1VEGBEMbDNHXJFS5YSZQdngzO5TPxOfWN/view?usp=sharing
2056 | LDC | Industrial Flexible (FRLS) Insulated Cable - IS 694:1990 | (FRLS) Insulated Cable | 1210/0.5 | 500 | Per Meter | Finnolex | 0 | 40 % |  | IN STOCK | Copper | Unarmoured | BLACK | Class 5 (Flexible) | FRLSH | FRLSH | 240 | Unshielded | Upto 1100V | 1 CORE | OEM | FRLSH | 240 SQMM X 1 CORE Unarmoured Copper CABLE | https://drive.google.com/file/d/1VEGBEMbDNHXJFS5YSZQdngzO5TPxOfWN/view?usp=sharing
2057 | LDC | Industrial Flexible (FRLS) Insulated Cable - IS 694:1990 | (FRLS) Insulated Cable | 1527/0.5 | 585 | Per Meter | Finnolex | 0 | 40 % |  | IN STOCK | Copper | Unarmoured | BLACK | Class 5 (Flexible) | FRLSH | FRLSH | 300 | Unshielded | Upto 1100V | 1 CORE | OEM | FRLSH | 300 SQMM X 1 CORE Unarmoured Copper CABLE | https://drive.google.com/file/d/1VEGBEMbDNHXJFS5YSZQdngzO5TPxOfWN/view?usp=sharing
2058 | LDC | Industrial Flexible (FRLS) Insulated Cable - IS 694:1990 | (FRLS) Insulated Cable | 2036/0.5 | 695 | Per Meter | Finnolex | 0 | 40 % |  | IN STOCK | Copper | Unarmoured | BLACK | Class 5 (Flexible) | FRLSH | FRLSH | 400 | Unshielded | Upto 1100V | 1 CORE | OEM | FRLSH | 400 SQMM X 1 CORE Unarmoured Copper CABLE | https://drive.google.com/file/d/1VEGBEMbDNHXJFS5YSZQdngzO5TPxOfWN/view?usp=sharing
2059 | LDC | Industrial Flexible (FRLS) Insulated Cable - IS 694:1990 | (FRLS) Insulated Cable | 16/0.20 | 5 | Per Meter | Finnolex | 0 | 40 % |  | IN STOCK | Copper | Unarmoured | BLACK | Class 5 (Flexible) | PVC | FRLSH | 0.5 | Unshielded | Upto 1100V | 2 CORE | OEM | FRLSH | 0.5 SQMM X 2 CORE Unarmoured Copper CABLE | https://drive.google.com/file/d/1n_iAOjdoUoDzGAnxPQO2Vr947qjUa0bb/view?usp=sharing
2060 | LDC | Industrial Flexible (FRLS) Insulated Cable - IS 694:1990 | (FRLS) Insulated Cable | 24/0.20 | 8 | Per Meter | Finnolex | 0 | 40 % |  | IN STOCK | Copper | Unarmoured | BLACK | Class 5 (Flexible) | PVC | FRLSH | 0.75 | Unshielded | Upto 1100V | 2 CORE | OEM | FRLSH | 0.75 SQMM X 2 CORE Unarmoured Copper CABLE | https://drive.google.com/file/d/1n_iAOjdoUoDzGAnxPQO2Vr947qjUa0bb/view?usp=sharing
2061 | LDC | Industrial Flexible (FRLS) Insulated Cable - IS 694:1990 | (FRLS) Insulated Cable | 32/0.20 | 13 | Per Meter | Finnolex | 0 | 40 % |  | IN STOCK | Copper | Unarmoured | BLACK | Class 5 (Flexible) | PVC | FRLSH | 1 | Unshielded | Upto 1100V | 2 CORE | OEM | FRLSH | 1 SQMM X 2 CORE Unarmoured Copper CABLE | https://drive.google.com/file/d/1n_iAOjdoUoDzGAnxPQO2Vr947qjUa0bb/view?usp=sharing
2062 | LDC | Industrial Flexible (FRLS) Insulated Cable - IS 694:1990 | (FRLS) Insulated Cable | 30/0.25 | 17 | Per Meter | Finnolex | 0 | 40 % |  | IN STOCK | Copper | Unarmoured | BLACK | Class 5 (Flexible) | PVC | FRLSH | 1.5 | Unshielded | Upto 1100V | 2 CORE | OEM | FRLSH | 1.5 SQMM X 2 CORE Unarmoured Copper CABLE | https://drive.google.com/file/d/1n_iAOjdoUoDzGAnxPQO2Vr947qjUa0bb/view?usp=sharing
2063 | LDC | Industrial Flexible (FRLS) Insulated Cable - IS 694:1990 | (FRLS) Insulated Cable | 50/0.25 | 24 | Per Meter | Finnolex | 0 | 40 % |  | IN STOCK | Copper | Unarmoured | BLACK | Class 5 (Flexible) | PVC | FRLSH | 2.5 | Unshielded | Upto 1100V | 2 CORE | OEM | FRLSH | 2.5 SQMM X 2 CORE Unarmoured Copper CABLE | https://drive.google.com/file/d/1n_iAOjdoUoDzGAnxPQO2Vr947qjUa0bb/view?usp=sharing
2064 | LDC | Industrial Flexible (FRLS) Insulated Cable - IS 694:1990 | (FRLS) Insulated Cable | 56/0.30 | 30 | Per Meter | Finnolex | 0 | 40 % |  | IN STOCK | Copper | Unarmoured | BLACK | Class 5 (Flexible) | PVC | FRLSH | 4 | Unshielded | Upto 1100V | 2 CORE | OEM | FRLSH | 4 SQMM X 2 CORE Unarmoured Copper CABLE | https://drive.google.com/file/d/1n_iAOjdoUoDzGAnxPQO2Vr947qjUa0bb/view?usp=sharing
2065 | LDC | Industrial Flexible (FRLS) Insulated Cable - IS 694:1990 | (FRLS) Insulated Cable | 84/0.30 | 38 | Per Meter | Finnolex | 0 | 40 % |  | IN STOCK | Copper | Unarmoured | BLACK | Class 5 (Flexible) | PVC | FRLSH | 6 | Unshielded | Upto 1100V | 2 CORE | OEM | FRLSH | 6 SQMM X 2 CORE Unarmoured Copper CABLE | https://drive.google.com/file/d/1n_iAOjdoUoDzGAnxPQO2Vr947qjUa0bb/view?usp=sharing
2066 | LDC | Industrial Flexible (FRLS) Insulated Cable - IS 694:1990 | (FRLS) Insulated Cable | 80/0.40 | 52 | Per Meter | Finnolex | 0 | 40 % |  | IN STOCK | Copper | Unarmoured | BLACK | Class 5 (Flexible) | PVC | FRLSH | 10 | Unshielded | Upto 1100V | 2 CORE | OEM | FRLSH | 10 SQMM X 2 CORE Unarmoured Copper CABLE | https://drive.google.com/file/d/1n_iAOjdoUoDzGAnxPQO2Vr947qjUa0bb/view?usp=sharing
2067 | LDC | Industrial Flexible (FRLS) Insulated Cable - IS 694:1990 | (FRLS) Insulated Cable | 16/0.20 | 5 | Per Meter | Finnolex | 0 | 40 % |  | IN STOCK | Copper | Unarmoured | BLACK | Class 5 (Flexible) | PVC | FRLSH | 0.5 | Unshielded | Upto 1100V | 3 CORE | OEM | FRLSH | 0.5 SQMM X 3 CORE Unarmoured Copper CABLE | https://drive.google.com/file/d/15PnfoRodHp7l7WNN_Zl_QqAmBM_nEl1h/view?usp=sharing
2068 | LDC | Industrial Flexible (FRLS) Insulated Cable - IS 694:1990 | (FRLS) Insulated Cable | 24/0.20 | 8 | Per Meter | Finnolex | 0 | 40 % |  | IN STOCK | Copper | Unarmoured | BLACK | Class 5 (Flexible) | PVC | FRLSH | 0.75 | Unshielded | Upto 1100V | 3 CORE | OEM | FRLSH | 0.75 SQMM X 3 CORE Unarmoured Copper CABLE | https://drive.google.com/file/d/15PnfoRodHp7l7WNN_Zl_QqAmBM_nEl1h/view?usp=sharing
2069 | LDC | Industrial Flexible (FRLS) Insulated Cable - IS 694:1990 | (FRLS) Insulated Cable | 32/0.20 | 13 | Per Meter | Finnolex | 0 | 40 % |  | IN STOCK | Copper | Unarmoured | BLACK | Class 5 (Flexible) | PVC | FRLSH | 1 | Unshielded | Upto 1100V | 3 CORE | OEM | FRLSH | 1 SQMM X 3 CORE Unarmoured Copper CABLE | https://drive.google.com/file/d/15PnfoRodHp7l7WNN_Zl_QqAmBM_nEl1h/view?usp=sharing
2070 | LDC | Industrial Flexible (FRLS) Insulated Cable - IS 694:1990 | (FRLS) Insulated Cable | 30/0.25 | 17 | Per Meter | Finnolex | 0 | 40 % |  | IN STOCK | Copper | Unarmoured | BLACK | Class 5 (Flexible) | PVC | FRLSH | 1.5 | Unshielded | Upto 1100V | 3 CORE | OEM | FRLSH | 1.5 SQMM X 3 CORE Unarmoured Copper CABLE | https://drive.google.com/file/d/15PnfoRodHp7l7WNN_Zl_QqAmBM_nEl1h/view?usp=sharing
2071 | LDC | Industrial Flexible (FRLS) Insulated Cable - IS 694:1990 | (FRLS) Insulated Cable | 50/0.25 | 24 | Per Meter | Finnolex | 0 | 40 % |  | IN STOCK | Copper | Unarmoured | BLACK | Class 5 (Flexible) | PVC | FRLSH | 2.5 | Unshielded | Upto 1100V | 3 CORE | OEM | FRLSH | 2.5 SQMM X 3 CORE Unarmoured Copper CABLE | https://drive.google.com/file/d/15PnfoRodHp7l7WNN_Zl_QqAmBM_nEl1h/view?usp=sharing
2072 | LDC | Industrial Flexible (FRLS) Insulated Cable - IS 694:1990 | (FRLS) Insulated Cable | 56/0.30 | 30 | Per Meter | Finnolex | 0 | 40 % |  | IN STOCK | Copper | Unarmoured | BLACK | Class 5 (Flexible) | PVC | FRLSH | 4 | Unshielded | Upto 1100V | 3 CORE | OEM | FRLSH | 4 SQMM X 3 CORE Unarmoured Copper CABLE | https://drive.google.com/file/d/15PnfoRodHp7l7WNN_Zl_QqAmBM_nEl1h/view?usp=sharing
2073 | LDC | Industrial Flexible (FRLS) Insulated Cable - IS 694:1990 | (FRLS) Insulated Cable | 84/0.30 | 38 | Per Meter | Finnolex | 0 | 40 % |  | IN STOCK | Copper | Unarmoured | BLACK | Class 5 (Flexible) | PVC | FRLSH | 6 | Unshielded | Upto 1100V | 3 CORE | OEM | FRLSH | 6 SQMM X 3 CORE Unarmoured Copper CABLE | https://drive.google.com/file/d/15PnfoRodHp7l7WNN_Zl_QqAmBM_nEl1h/view?usp=sharing
2074 | LDC | Industrial Flexible (FRLS) Insulated Cable - IS 694:1990 | (FRLS) Insulated Cable | 80/0.40 | 52 | Per Meter | Finnolex | 0 | 40 % |  | IN STOCK | Copper | Unarmoured | BLACK | Class 5 (Flexible) | PVC | FRLSH | 10 | Unshielded | Upto 1100V | 3 CORE | OEM | FRLSH | 10 SQMM X 3 CORE Unarmoured Copper CABLE | https://drive.google.com/file/d/15PnfoRodHp7l7WNN_Zl_QqAmBM_nEl1h/view?usp=sharing
2075 | LDC | Industrial Flexible (FRLS) Insulated Cable - IS 694:1990 | (FRLS) Insulated Cable | 16/0.20 | 5 | Per Meter | Finnolex | 0 | 40 % |  | IN STOCK | Copper | Unarmoured | BLACK | Class 5 (Flexible) | PVC | FRLSH | 0.5 | Unshielded | Upto 1100V | 4 CORE | OEM | FRLSH | 0.5 SQMM X 4 CORE Unarmoured Copper CABLE | https://drive.google.com/file/d/13VFKkHl3v-6KEnITmlajXF23yBdgjePb/view?usp=sharing
2076 | LDC | Industrial Flexible (FRLS) Insulated Cable - IS 694:1990 | (FRLS) Insulated Cable | 24/0.20 | 8 | Per Meter | Finnolex | 0 | 40 % |  | IN STOCK | Copper | Unarmoured | BLACK | Class 5 (Flexible) | PVC | FRLSH | 0.75 | Unshielded | Upto 1100V | 4 CORE | OEM | FRLSH | 0.75 SQMM X 4 CORE Unarmoured Copper CABLE | https://drive.google.com/file/d/13VFKkHl3v-6KEnITmlajXF23yBdgjePb/view?usp=sharing
2077 | LDC | Industrial Flexible (FRLS) Insulated Cable - IS 694:1990 | (FRLS) Insulated Cable | 32/0.20 | 13 | Per Meter | Finnolex | 0 | 40 % |  | IN STOCK | Copper | Unarmoured | BLACK | Class 5 (Flexible) | PVC | FRLSH | 1 | Unshielded | Upto 1100V | 4 CORE | OEM | FRLSH | 1 SQMM X 4 CORE Unarmoured Copper CABLE | https://drive.google.com/file/d/13VFKkHl3v-6KEnITmlajXF23yBdgjePb/view?usp=sharing
2078 | LDC | Industrial Flexible (FRLS) Insulated Cable - IS 694:1990 | (FRLS) Insulated Cable | 30/0.25 | 17 | Per Meter | Finnolex | 0 | 40 % |  | IN STOCK | Copper | Unarmoured | BLACK | Class 5 (Flexible) | PVC | FRLSH | 1.5 | Unshielded | Upto 1100V | 4 CORE | OEM | FRLSH | 1.5 SQMM X 4 CORE Unarmoured Copper CABLE | https://drive.google.com/file/d/13VFKkHl3v-6KEnITmlajXF23yBdgjePb/view?usp=sharing
2079 | LDC | Industrial Flexible (FRLS) Insulated Cable - IS 694:1990 | (FRLS) Insulated Cable | 50/0.25 | 24 | Per Meter | Finnolex | 0 | 40 % |  | IN STOCK | Copper | Unarmoured | BLACK | Class 5 (Flexible) | PVC | FRLSH | 2.5 | Unshielded | Upto 1100V | 4 CORE | OEM | FRLSH | 2.5 SQMM X 4 CORE Unarmoured Copper CABLE | https://drive.google.com/file/d/13VFKkHl3v-6KEnITmlajXF23yBdgjePb/view?usp=sharing
2080 | LDC | Industrial Flexible (FRLS) Insulated Cable - IS 694:1990 | (FRLS) Insulated Cable | 56/0.30 | 30 | Per Meter | Finnolex | 0 | 40 % |  | IN STOCK | Copper | Unarmoured | BLACK | Class 5 (Flexible) | PVC | FRLSH | 4 | Unshielded | Upto 1100V | 4 CORE | OEM | FRLSH | 4 SQMM X 4 CORE Unarmoured Copper CABLE | https://drive.google.com/file/d/13VFKkHl3v-6KEnITmlajXF23yBdgjePb/view?usp=sharing
2081 | LDC | Industrial Flexible (FRLS) Insulated Cable - IS 694:1990 | (FRLS) Insulated Cable | 84/0.30 | 38 | Per Meter | Finnolex | 0 | 40 % |  | IN STOCK | Copper | Unarmoured | BLACK | Class 5 (Flexible) | PVC | FRLSH | 6 | Unshielded | Upto 1100V | 4 CORE | OEM | FRLSH | 6 SQMM X 4 CORE Unarmoured Copper CABLE | https://drive.google.com/file/d/13VFKkHl3v-6KEnITmlajXF23yBdgjePb/view?usp=sharing
2082 | LDC | Industrial Flexible (FRLS) Insulated Cable - IS 694:1990 | (FRLS) Insulated Cable | 80/0.40 | 52 | Per Meter | Finnolex | 0 | 40 % |  | IN STOCK | Copper | Unarmoured | BLACK | Class 5 (Flexible) | PVC | FRLSH | 10 | Unshielded | Upto 1100V | 4 CORE | OEM | FRLSH | 10 SQMM X 4 CORE Unarmoured Copper CABLE | https://drive.google.com/file/d/13VFKkHl3v-6KEnITmlajXF23yBdgjePb/view?usp=sharing
2083 | LDC | 3 Core Flat Submersible Cable | SUBMERSIBLE CABLE | 22/.3 | 14 A | Per Meter | Finnolex | 82.89 | 40 % | 138.15 | IN STOCK | Copper | Unarmoured | BLACK | Class 5 (Flexible) | PVC | PVC | 1.5 | - | 1100 V | 3 CORE FLAT | OEM | PVC | 1.5 SQMM X 3 CORE FLAT Unarmoured Copper CABLE | https://drive.google.com/file/d/1AXcP5DpVPnet2NfBzjQ28DZJmtMzPhqj/view?usp=sharing
2084 | LDC | 3 Core Flat Submersible Cable | SUBMERSIBLE CABLE | 36/.3 | 18 A | Per Meter | Finnolex | 134.19 | 40 % | 223.65 | IN STOCK | Copper | Unarmoured | BLACK | Class 5 (Flexible) | PVC | PVC | 2.5 | - | 1100 V | 3 CORE FLAT | OEM | PVC | 2.5 SQMM X 3 CORE FLAT Unarmoured Copper CABLE | https://drive.google.com/file/d/1AXcP5DpVPnet2NfBzjQ28DZJmtMzPhqj/view?usp=sharing
2085 | LDC | 3 Core Flat Submersible Cable | SUBMERSIBLE CABLE | 56/.3 | 26 A | Per Meter | Finnolex | 207.72 | 40 % | 346.2 | IN STOCK | Copper | Unarmoured | BLACK | Class 5 (Flexible) | PVC | PVC | 4 | - | 1100 V | 3 CORE FLAT | OEM | PVC | 4 SQMM X 3 CORE FLAT Unarmoured Copper CABLE | https://drive.google.com/file/d/1AXcP5DpVPnet2NfBzjQ28DZJmtMzPhqj/view?usp=sharing
2086 | LDC | 3 Core Flat Submersible Cable | SUBMERSIBLE CABLE | 84/.3 | 31 A | Per Meter | Finnolex | 303.99 | 40 % | 506.65 | IN STOCK | Copper | Unarmoured | BLACK | Class 5 (Flexible) | PVC | PVC | 6 | - | 1100 V | 3 CORE FLAT | OEM | PVC | 6 SQMM X 3 CORE FLAT Unarmoured Copper CABLE | https://drive.google.com/file/d/1AXcP5DpVPnet2NfBzjQ28DZJmtMzPhqj/view?usp=sharing
2087 | LDC | 3 Core Flat Submersible Cable | SUBMERSIBLE CABLE | 80/.4 | 42 A | Per Meter | Finnolex | 531.48 | 40 % | 885.8 | IN STOCK | Copper | Unarmoured | BLACK | Class 5 (Flexible) | PVC | PVC | 10 | - | 1100 V | 3 CORE FLAT | OEM | PVC | 10 SQMM X 3 CORE FLAT Unarmoured Copper CABLE | https://drive.google.com/file/d/1AXcP5DpVPnet2NfBzjQ28DZJmtMzPhqj/view?usp=sharing
2088 | LDC | 3 Core Flat Submersible Cable | SUBMERSIBLE CABLE | 126/.4 | 57 A | Per Meter | Finnolex | 788.55 | 40 % | 1314.25 | IN STOCK | Copper | Unarmoured | BLACK | Class 5 (Flexible) | PVC | PVC | 16 | - | 1100 V | 3 CORE FLAT | OEM | PVC | 16 SQMM X 3 CORE FLAT Unarmoured Copper CABLE | https://drive.google.com/file/d/1AXcP5DpVPnet2NfBzjQ28DZJmtMzPhqj/view?usp=sharing
2089 | LDC | 3 Core Flat Submersible Cable | SUBMERSIBLE CABLE | 196/.4 | 72 A | Per Meter | Finnolex | 1289.01 | 40 % | 2148.35 | IN STOCK | Copper | Unarmoured | BLACK | Class 5 (Flexible) | PVC | PVC | 25 | - | 1100 V | 3 CORE FLAT | OEM | PVC | 25 SQMM X 3 CORE FLAT Unarmoured Copper CABLE | https://drive.google.com/file/d/1AXcP5DpVPnet2NfBzjQ28DZJmtMzPhqj/view?usp=sharing
2090 | LDC | 3 Core Flat Submersible Cable | SUBMERSIBLE CABLE | 276/.4 | 90 A | Per Meter | Finnolex | 1805.04 | 40 % | 3008.4 | IN STOCK | Copper | Unarmoured | BLACK | Class 5 (Flexible) | PVC | PVC | 35 | - | 1100 V | 3 CORE FLAT | OEM | PVC | 35 SQMM X 3 CORE FLAT Unarmoured Copper CABLE | https://drive.google.com/file/d/1AXcP5DpVPnet2NfBzjQ28DZJmtMzPhqj/view?usp=sharing
2091 | LDC | 3 Core Flat Submersible Cable | SUBMERSIBLE CABLE | 396/.4 | On Request | Per Meter | Finnolex | 0 | 40 % |  | IN STOCK | Copper | Unarmoured | BLACK | Class 5 (Flexible) | PVC | PVC | 50 | - | 1100 V | 3 CORE FLAT | OEM | PVC | 50 SQMM X 3 CORE FLAT Unarmoured Copper CABLE | https://drive.google.com/file/d/1AXcP5DpVPnet2NfBzjQ28DZJmtMzPhqj/view?usp=sharing
2092 | LDC | CCTV Cable | 90 Mtrs Coil |  |  | Per Coil | Finnolex | 2919 | 40 % | 4865 | IN STOCK | Copper | Unarmoured | Transparent |  |  |  | 3+1 |  |  | 3+1 (Video+Power) | OEM | PVC | 3+1 SQMM X 3+1 (Video+Power) Unarmoured Copper CABLE | https://drive.google.com/file/d/1ri5h5GysVpFQLagjbCqerq98_F5R8j1B/view?usp=drive_link
2093 | LDC | CCTV Cable | 180 Mtrs Coil |  |  | Per Coil | Finnolex | 5838 | 40 % | 9730 | IN STOCK | Copper | Unarmoured | Transparent |  |  |  | 3+1 |  |  | 3+1 (Video+Power) | OEM | PVC | 3+1 SQMM X 3+1 (Video+Power) Unarmoured Copper CABLE | https://drive.google.com/file/d/1ri5h5GysVpFQLagjbCqerq98_F5R8j1B/view?usp=drive_link
2094 | LDC | CCTV Cable | 300 Mtrs Coil |  |  | Per Coil | Finnolex | 9730.2 | 40 % | 16217 | IN STOCK | Copper | Unarmoured | Transparent |  |  |  | 3+1 |  |  | 3+1 (Video+Power) | OEM | PVC | 3+1 SQMM X 3+1 (Video+Power) Unarmoured Copper CABLE | https://drive.google.com/file/d/1ri5h5GysVpFQLagjbCqerq98_F5R8j1B/view?usp=drive_link
2095 | LDC | CCTV Cable | 90 Mtrs Coil |  |  | Per Coil | Finnolex | 3375 | 40 % | 5625 | IN STOCK | Copper | Unarmoured | Transparent |  |  |  | 4+1 |  |  | 4+1 (Video+Power) | OEM | PVC | 4+1 SQMM X 4+1 (Video+Power) Unarmoured Copper CABLE | https://drive.google.com/file/d/1iCBvCJRJgDJpb6KcYoh7vUQQe-VXRgdi/view?usp=drive_link
2096 | LDC | CCTV Cable | 180 Mtrs Coil |  |  | Per Coil | Finnolex | 6750 | 40 % | 11250 | IN STOCK | Copper | Unarmoured | Transparent |  |  |  | 4+1 |  |  | 4+1 (Video+Power) | OEM | PVC | 4+1 SQMM X 4+1 (Video+Power) Unarmoured Copper CABLE | https://drive.google.com/file/d/1iCBvCJRJgDJpb6KcYoh7vUQQe-VXRgdi/view?usp=drive_link
2097 | LDC | CCTV Cable | 300 Mtrs Coil |  |  | Per Coil | Finnolex | 11250 | 40 % | 18750 | IN STOCK | Copper | Unarmoured | Transparent |  |  |  | 4+1 |  |  | 4+1 (Video+Power) | OEM | PVC | 4+1 SQMM X 4+1 (Video+Power) Unarmoured Copper CABLE | https://drive.google.com/file/d/1iCBvCJRJgDJpb6KcYoh7vUQQe-VXRgdi/view?usp=drive_link
2098 | LDC | CCTV Cable | CCTV CABLE |  |  | Per Meter | Finnolex | 32.436 | 40 % | 54.06 | IN STOCK | Copper | Unarmoured | Transparent |  |  |  | 3+1 |  |  | 3+1 (Video+Power) | OEM | PVC | 3+1 SQMM X 3+1 (Video+Power) Unarmoured Copper CABLE | https://drive.google.com/file/d/1ri5h5GysVpFQLagjbCqerq98_F5R8j1B/view?usp=drive_link
2099 | LDC | CCTV Cable | CCTV CABLE |  |  | Per Meter | Finnolex | 37.5 | 40 % | 62.5 | IN STOCK | Copper | Unarmoured | Transparent |  |  |  | 4+1 |  |  | 4+1 (Video+Power) | OEM | PVC | 4+1 SQMM X 4+1 (Video+Power) Unarmoured Copper CABLE | https://drive.google.com/file/d/1iCBvCJRJgDJpb6KcYoh7vUQQe-VXRgdi/view?usp=drive_link
2100 | LDC | CCTV Cable | CCTV CABLE |  |  | Per Meter | Finnolex | 85.296 | 40 % | 142.16 | IN STOCK | Copper | Armoured | Transparent | [6 empty] | Armoured Variant | OEM | PVC | SQMM X Armoured Variant Armoured Copper CABLE | https://drive.google.com/file/d/1ri5h5GysVpFQLagjbCqerq98_F5R8j1B/view?usp=drive_link
2101 | LDC | Co-Axial Cable | RG-59 |  |  | Coil (100 Mtr) | Finnolex | 2481 | 40 % | 4135 | IN STOCK | Copper | Unarmoured | BLACK | [6 empty] | Single Core (Coaxial) | OEM |  | SQMM X Single Core (Coaxial) Unarmoured Copper CABLE | https://drive.google.com/file/d/1WDHd5awU-TJQf6EMQidmXNqBUbuxSlmu/view?usp=drive_link
2102 | LDC | Co-Axial Cable | RG-59 |  |  | Coil (305 Mtr) | Finnolex | 7572 | 40 % | 12620 | IN STOCK | Copper | Unarmoured | BLACK | [6 empty] | Single Core (Coaxial) | OEM |  | SQMM X Single Core (Coaxial) Unarmoured Copper CABLE | https://drive.google.com/file/d/1WDHd5awU-TJQf6EMQidmXNqBUbuxSlmu/view?usp=drive_link
2103 | LDC | Co-Axial Cable | RG-59 |  |  | Per Meter | Finnolex | 0 | 40 % |  | IN STOCK | Copper | Armoured | BLACK | [6 empty] | Single Core (Coaxial) | OEM |  | SQMM X Single Core (Coaxial) Armoured Copper CABLE | https://drive.google.com/file/d/1esEw44-Hsczkr1-j86QylZc2kygbLqoJ/view?usp=drive_link
2104 | LDC | Co-Axial Cable | RG-6 |  |  | Coil (100 Mtr) | Finnolex | 2538 | 40 % | 4230 | IN STOCK | Copper | Unarmoured | BLACK | [6 empty] | Single Core (Coaxial) | OEM |  | SQMM X Single Core (Coaxial) Unarmoured Copper CABLE | https://drive.google.com/file/d/1WDHd5awU-TJQf6EMQidmXNqBUbuxSlmu/view?usp=drive_link
2105 | LDC | Co-Axial Cable | RG-6 |  |  | Coil (305 Mtr) | Finnolex | 7737 | 40 % | 12895 | IN STOCK | Copper | Unarmoured | BLACK | [6 empty] | Single Core (Coaxial) | OEM |  | SQMM X Single Core (Coaxial) Unarmoured Copper CABLE | https://drive.google.com/file/d/1WDHd5awU-TJQf6EMQidmXNqBUbuxSlmu/view?usp=drive_link
2106 | LDC | Co-Axial Cable | RG-6 |  |  | Per Meter | Finnolex | 60.474 | 40 % | 100.79 | IN STOCK | Copper | Armoured | BLACK | [6 empty] | Single Core (Coaxial) | OEM |  | SQMM X Single Core (Coaxial) Armoured Copper CABLE | https://drive.google.com/file/d/1esEw44-Hsczkr1-j86QylZc2kygbLqoJ/view?usp=drive_link
2107 | LDC | Co-Axial Cable | RG-11 |  |  | Coil (100 Mtr) | Finnolex | 5994 | 40 % | 9990 | IN STOCK | Copper | Unarmoured | BLACK | [6 empty] | Single Core (Coaxial) | OEM |  | SQMM X Single Core (Coaxial) Unarmoured Copper CABLE | https://drive.google.com/file/d/1WDHd5awU-TJQf6EMQidmXNqBUbuxSlmu/view?usp=drive_link
2108 | LDC | Co-Axial Cable | RG-11 |  |  | Coil (305 Mtr) | Finnolex | 18276 | 40 % | 30460 | IN STOCK | Copper | Unarmoured | BLACK | [6 empty] | Single Core (Coaxial) | OEM |  | SQMM X Single Core (Coaxial) Unarmoured Copper CABLE | https://drive.google.com/file/d/1WDHd5awU-TJQf6EMQidmXNqBUbuxSlmu/view?usp=drive_link
2109 | LDC | Co-Axial Cable | RG-11 |  |  | Per Meter | Finnolex | 110.286 | 40 % | 183.81 | IN STOCK | Copper | Armoured | BLACK | [6 empty] | Single Core (Coaxial) | OEM |  | SQMM X Single Core (Coaxial) Armoured Copper CABLE | https://drive.google.com/file/d/1esEw44-Hsczkr1-j86QylZc2kygbLqoJ/view?usp=drive_link
2110 | LDC | Co-Axial Cable | RG-6 CCS |  |  | Coil (100 Mtr) | Finnolex | 1722 | 40 % | 2870 | IN STOCK | Copper | Unarmoured | BLACK | [6 empty] | Single Core (Coaxial) | OEM |  | SQMM X Single Core (Coaxial) Unarmoured Copper CABLE | https://drive.google.com/file/d/1WDHd5awU-TJQf6EMQidmXNqBUbuxSlmu/view?usp=drive_link
2111 | LDC | Co-Axial Cable | RG-6 CCS |  |  | Coil (305 Mtr) | Finnolex | 5253 | 40 % | 8755 | IN STOCK | Copper | Unarmoured | BLACK | [6 empty] | Single Core (Coaxial) | OEM |  | SQMM X Single Core (Coaxial) Unarmoured Copper CABLE | https://drive.google.com/file/d/1WDHd5awU-TJQf6EMQidmXNqBUbuxSlmu/view?usp=drive_link
2112 | LDC | Co-Axial Cable | RG-6 CCS |  |  | Per Meter | Finnolex | 0 | 40 % |  | IN STOCK | Copper | Armoured | BLACK | [6 empty] | Single Core (Coaxial) | OEM |  | SQMM X Single Core (Coaxial) Armoured Copper CABLE | https://drive.google.com/file/d/1esEw44-Hsczkr1-j86QylZc2kygbLqoJ/view?usp=drive_link
2113 | LDC | Co-Axial Cable | RG-11 CCS |  |  | Coil (100 Mtr) | Finnolex | 3375 | 40 % | 5625 | IN STOCK | Copper | Unarmoured | BLACK | [6 empty] | Single Core (Coaxial) | OEM |  | SQMM X Single Core (Coaxial) Unarmoured Copper CABLE | https://drive.google.com/file/d/1WDHd5awU-TJQf6EMQidmXNqBUbuxSlmu/view?usp=drive_link
2114 | LDC | Co-Axial Cable | RG-11 CCS |  |  | Coil (305 Mtr) | Finnolex | 10290 | 40 % | 17150 | IN STOCK | Copper | Unarmoured | BLACK | [6 empty] | Single Core (Coaxial) | OEM |  | SQMM X Single Core (Coaxial) Unarmoured Copper CABLE | https://drive.google.com/file/d/1WDHd5awU-TJQf6EMQidmXNqBUbuxSlmu/view?usp=drive_link
2115 | LDC | Co-Axial Cable | RG-11 CCS |  |  | Per Meter | Finnolex | 0 | 40 % |  | IN STOCK | Copper | Armoured | BLACK | [6 empty] | Single Core (Coaxial) | OEM |  | SQMM X Single Core (Coaxial) Armoured Copper CABLE | https://drive.google.com/file/d/1esEw44-Hsczkr1-j86QylZc2kygbLqoJ/view?usp=drive_link
2116 | LDC | Industrial Braided-Unarmoured Screen Cable | Industrial Braided-Unarmoured Screen Cable | 16/.20MM |  | Per Meter | Finnolex | 92.1 | 40 % | 153.5 | IN STOCK | Copper | Unarmoured | BLACK | Class 2 (Stranded) |  |  | 0.5 | Braided Screen |  | 2 CORE | OEM |  | 0.5 SQMM X 2 CORE Unarmoured Copper CABLE | https://drive.google.com/file/d/17yGCal85Ee_jnvlNbUSeo0Az9QBw5csm/view?usp=sharing
2117 | LDC | Industrial Braided-Unarmoured Screen Cable | Industrial Braided-Unarmoured Screen Cable | 24/.20MM |  | Per Meter | Finnolex | 108.45 | 40 % | 180.75 | IN STOCK | Copper | Unarmoured | BLACK | Class 2 (Stranded) |  |  | 0.75 | Braided Screen |  | 2 CORE | OEM |  | 0.75 SQMM X 2 CORE Unarmoured Copper CABLE | https://drive.google.com/file/d/17yGCal85Ee_jnvlNbUSeo0Az9QBw5csm/view?usp=sharing
2118 | LDC | Industrial Braided-Unarmoured Screen Cable | Industrial Braided-Unarmoured Screen Cable | 32/.20MM |  | Per Meter | Finnolex | 127.92 | 40 % | 213.2 | IN STOCK | Copper | Unarmoured | BLACK | Class 2 (Stranded) |  |  | 1.0 | Braided Screen |  | 2 CORE | OEM |  | 1.0 SQMM X 2 CORE Unarmoured Copper CABLE | https://drive.google.com/file/d/17yGCal85Ee_jnvlNbUSeo0Az9QBw5csm/view?usp=sharing
2119 | LDC | Industrial Braided-Unarmoured Screen Cable | Industrial Braided-Unarmoured Screen Cable | 48/.20MM |  | Per Meter | Finnolex | 160.8 | 40 % | 268 | IN STOCK | Copper | Unarmoured | BLACK | Class 2 (Stranded) |  |  | 1.5 | Braided Screen |  | 2 CORE | OEM |  | 1.5 SQMM X 2 CORE Unarmoured Copper CABLE | https://drive.google.com/file/d/17yGCal85Ee_jnvlNbUSeo0Az9QBw5csm/view?usp=sharing
2120 | LDC | Industrial Braided-Unarmoured Screen Cable | Industrial Braided-Unarmoured Screen Cable | 80/.20MM |  | Per Meter | Finnolex | 251.4 | 40 % | 419 | IN STOCK | Copper | Unarmoured | BLACK | Class 2 (Stranded) |  |  | 2.5 | Braided Screen |  | 2 CORE | OEM |  | 2.5 SQMM X 2 CORE Unarmoured Copper CABLE | https://drive.google.com/file/d/17yGCal85Ee_jnvlNbUSeo0Az9QBw5csm/view?usp=sharing
2121 | LDC | Industrial Braided-Unarmoured Screen Cable | Industrial Braided-Unarmoured Screen Cable | 54/.30MM |  | Per Meter | Finnolex | 367.8 | 40 % | 613 | IN STOCK | Copper | Unarmoured | BLACK | Class 2 (Stranded) |  |  | 4 | Braided Screen |  | 2 CORE | OEM |  | 4 SQMM X 2 CORE Unarmoured Copper CABLE | https://drive.google.com/file/d/17yGCal85Ee_jnvlNbUSeo0Az9QBw5csm/view?usp=sharing
2122 | LDC | Industrial Braided-Unarmoured Screen Cable | Industrial Braided-Unarmoured Screen Cable | 84/.30MM |  | Per Meter | Finnolex | 488.4 | 40 % | 814 | IN STOCK | Copper | Unarmoured | BLACK | Class 2 (Stranded) |  |  | 6 | Braided Screen |  | 2 CORE | OEM |  | 6 SQMM X 2 CORE Unarmoured Copper CABLE | https://drive.google.com/file/d/17yGCal85Ee_jnvlNbUSeo0Az9QBw5csm/view?usp=sharing
2123 | LDC | Industrial Braided-Unarmoured Screen Cable | Industrial Braided-Unarmoured Screen Cable | 16/.20MM |  | Per Meter | Finnolex | 108.45 | 40 % | 180.75 | IN STOCK | Copper | Unarmoured | BLACK | Class 2 (Stranded) |  |  | 0.5 | Braided Screen |  | 3 CORE | OEM |  | 0.5 SQMM X 3 CORE Unarmoured Copper CABLE | https://drive.google.com/file/d/1j5D3jWy8pqOkzSbGnDn_zLFl6grZUBwm/view?usp=sharing
2124 | LDC | Industrial Braided-Unarmoured Screen Cable | Industrial Braided-Unarmoured Screen Cable | 24/.20MM |  | Per Meter | Finnolex | 135.6 | 40 % | 226 | IN STOCK | Copper | Unarmoured | BLACK | Class 2 (Stranded) |  |  | 0.75 | Braided Screen |  | 3 CORE | OEM |  | 0.75 SQMM X 3 CORE Unarmoured Copper CABLE | https://drive.google.com/file/d/1j5D3jWy8pqOkzSbGnDn_zLFl6grZUBwm/view?usp=sharing
2125 | LDC | Industrial Braided-Unarmoured Screen Cable | Industrial Braided-Unarmoured Screen Cable | 32/.20MM |  | Per Meter | Finnolex | 162.54 | 40 % | 270.9 | IN STOCK | Copper | Unarmoured | BLACK | Class 2 (Stranded) |  |  | 1.0 | Braided Screen |  | 3 CORE | OEM |  | 1.0 SQMM X 3 CORE Unarmoured Copper CABLE | https://drive.google.com/file/d/1j5D3jWy8pqOkzSbGnDn_zLFl6grZUBwm/view?usp=sharing
2126 | LDC | Industrial Braided-Unarmoured Screen Cable | Industrial Braided-Unarmoured Screen Cable | 48/.20MM |  | Per Meter | Finnolex | 212.4 | 40 % | 354 | IN STOCK | Copper | Unarmoured | BLACK | Class 2 (Stranded) |  |  | 1.5 | Braided Screen |  | 3 CORE | OEM |  | 1.5 SQMM X 3 CORE Unarmoured Copper CABLE | https://drive.google.com/file/d/1j5D3jWy8pqOkzSbGnDn_zLFl6grZUBwm/view?usp=sharing
2127 | LDC | Industrial Braided-Unarmoured Screen Cable | Industrial Braided-Unarmoured Screen Cable | 80/.20MM |  | Per Meter | Finnolex | 329.4 | 40 % | 549 | IN STOCK | Copper | Unarmoured | BLACK | Class 2 (Stranded) |  |  | 2.5 | Braided Screen |  | 3 CORE | OEM |  | 2.5 SQMM X 3 CORE Unarmoured Copper CABLE | https://drive.google.com/file/d/1j5D3jWy8pqOkzSbGnDn_zLFl6grZUBwm/view?usp=sharing
2128 | LDC | Industrial Braided-Unarmoured Screen Cable | Industrial Braided-Unarmoured Screen Cable | 54/.30MM |  | Per Meter | Finnolex | 491.4 | 40 % | 819 | IN STOCK | Copper | Unarmoured | BLACK | Class 2 (Stranded) |  |  | 4 | Braided Screen |  | 3 CORE | OEM |  | 4 SQMM X 3 CORE Unarmoured Copper CABLE | https://drive.google.com/file/d/1j5D3jWy8pqOkzSbGnDn_zLFl6grZUBwm/view?usp=sharing
2129 | LDC | Industrial Braided-Unarmoured Screen Cable | Industrial Braided-Unarmoured Screen Cable | 84/.30MM |  | Per Meter | Finnolex | 699 | 40 % | 1165 | IN STOCK | Copper | Unarmoured | BLACK | Class 2 (Stranded) |  |  | 6 | Braided Screen |  | 3 CORE | OEM |  | 6 SQMM X 3 CORE Unarmoured Copper CABLE | https://drive.google.com/file/d/1j5D3jWy8pqOkzSbGnDn_zLFl6grZUBwm/view?usp=sharing
2130 | LDC | Industrial Braided-Unarmoured Screen Cable | Industrial Braided-Unarmoured Screen Cable | 16/.20MM |  | Per Meter | Finnolex | 129.9 | 40 % | 216.5 | IN STOCK | Copper | Unarmoured | BLACK | Class 2 (Stranded) |  |  | 0.5 | Braided Screen |  | 4 CORE | OEM |  | 0.5 SQMM X 4 CORE Unarmoured Copper CABLE | https://drive.google.com/file/d/1gWnt-HBy1z3QiJJZiBqfbayiK4X7FtUl/view?usp=sharing
2131 | LDC | Industrial Braided-Unarmoured Screen Cable | Industrial Braided-Unarmoured Screen Cable | 24/.20MM |  | Per Meter | Finnolex | 164.4 | 40 % | 274 | IN STOCK | Copper | Unarmoured | BLACK | Class 2 (Stranded) |  |  | 0.75 | Braided Screen |  | 4 CORE | OEM |  | 0.75 SQMM X 4 CORE Unarmoured Copper CABLE | https://drive.google.com/file/d/1gWnt-HBy1z3QiJJZiBqfbayiK4X7FtUl/view?usp=sharing
2132 | LDC | Industrial Braided-Unarmoured Screen Cable | Industrial Braided-Unarmoured Screen Cable | 32/.20MM |  | Per Meter | Finnolex | 204 | 40 % | 340 | IN STOCK | Copper | Unarmoured | BLACK | Class 2 (Stranded) |  |  | 1.0 | Braided Screen |  | 4 CORE | OEM |  | 1.0 SQMM X 4 CORE Unarmoured Copper CABLE | https://drive.google.com/file/d/1gWnt-HBy1z3QiJJZiBqfbayiK4X7FtUl/view?usp=sharing
2133 | LDC | Industrial Braided-Unarmoured Screen Cable | Industrial Braided-Unarmoured Screen Cable | 48/.20MM |  | Per Meter | Finnolex | 267 | 40 % | 445 | IN STOCK | Copper | Unarmoured | BLACK | Class 2 (Stranded) |  |  | 1.5 | Braided Screen |  | 4 CORE | OEM |  | 1.5 SQMM X 4 CORE Unarmoured Copper CABLE | https://drive.google.com/file/d/1gWnt-HBy1z3QiJJZiBqfbayiK4X7FtUl/view?usp=sharing
2134 | LDC | Industrial Braided-Unarmoured Screen Cable | Industrial Braided-Unarmoured Screen Cable | 80/.20MM |  | Per Meter | Finnolex | 419.4 | 40 % | 699 | IN STOCK | Copper | Unarmoured | BLACK | Class 2 (Stranded) |  |  | 2.5 | Braided Screen |  | 4 CORE | OEM |  | 2.5 SQMM X 4 CORE Unarmoured Copper CABLE | https://drive.google.com/file/d/1gWnt-HBy1z3QiJJZiBqfbayiK4X7FtUl/view?usp=sharing
2135 | LDC | Industrial Braided-Unarmoured Screen Cable | Industrial Braided-Unarmoured Screen Cable | 54/.30MM |  | Per Meter | Finnolex | 631.2 | 40 % | 1052 | IN STOCK | Copper | Unarmoured | BLACK | Class 2 (Stranded) |  |  | 4 | Braided Screen |  | 4 CORE | OEM |  | 4 SQMM X 4 CORE Unarmoured Copper CABLE | https://drive.google.com/file/d/1gWnt-HBy1z3QiJJZiBqfbayiK4X7FtUl/view?usp=sharing
2136 | LDC | Industrial Braided-Unarmoured Screen Cable | Industrial Braided-Unarmoured Screen Cable | 84/.30MM |  | Per Meter | Finnolex | 907.8 | 40 % | 1513 | IN STOCK | Copper | Unarmoured | BLACK | Class 2 (Stranded) |  |  | 6 | Braided Screen |  | 4 CORE | OEM |  | 6 SQMM X 4 CORE Unarmoured Copper CABLE | https://drive.google.com/file/d/1gWnt-HBy1z3QiJJZiBqfbayiK4X7FtUl/view?usp=sharing
2137 | LDC | Industrial Braided-Unarmoured Screen Cable | Industrial Braided-Unarmoured Screen Cable | 16/.20MM |  | Per Meter | Finnolex | 166.2 | 40 % | 277 | IN STOCK | Copper | Unarmoured | BLACK | Class 2 (Stranded) |  |  | 0.5 | Braided Screen |  | 5 CORE | OEM |  | 0.5 SQMM X 5 CORE Unarmoured Copper CABLE | https://drive.google.com/file/d/1BsLgjDCudD9pWt_bWP-PCMLuL-elOzIv/view?usp=sharing
2138 | LDC | Industrial Braided-Unarmoured Screen Cable | Industrial Braided-Unarmoured Screen Cable | 24/.20MM |  | Per Meter | Finnolex | 205.2 | 40 % | 342 | IN STOCK | Copper | Unarmoured | BLACK | Class 2 (Stranded) |  |  | 0.75 | Braided Screen |  | 5 CORE | OEM |  | 0.75 SQMM X 5 CORE Unarmoured Copper CABLE | https://drive.google.com/file/d/1BsLgjDCudD9pWt_bWP-PCMLuL-elOzIv/view?usp=sharing
2139 | LDC | Industrial Braided-Unarmoured Screen Cable | Industrial Braided-Unarmoured Screen Cable | 32/.20MM |  | Per Meter | Finnolex | 255 | 40 % | 425 | IN STOCK | Copper | Unarmoured | BLACK | Class 2 (Stranded) |  |  | 1.0 | Braided Screen |  | 5 CORE | OEM |  | 1.0 SQMM X 5 CORE Unarmoured Copper CABLE | https://drive.google.com/file/d/1BsLgjDCudD9pWt_bWP-PCMLuL-elOzIv/view?usp=sharing
2140 | LDC | Industrial Braided-Unarmoured Screen Cable | Industrial Braided-Unarmoured Screen Cable | 48/.20MM |  | Per Meter | Finnolex | 333 | 40 % | 555 | IN STOCK | Copper | Unarmoured | BLACK | Class 2 (Stranded) |  |  | 1.5 | Braided Screen |  | 5 CORE | OEM |  | 1.5 SQMM X 5 CORE Unarmoured Copper CABLE | https://drive.google.com/file/d/1BsLgjDCudD9pWt_bWP-PCMLuL-elOzIv/view?usp=sharing
2141 | LDC | Industrial Braided-Unarmoured Screen Cable | Industrial Braided-Unarmoured Screen Cable | 80/.20MM |  | Per Meter | Finnolex | 508.2 | 40 % | 847 | IN STOCK | Copper | Unarmoured | BLACK | Class 2 (Stranded) |  |  | 2.5 | Braided Screen |  | 5 CORE | OEM |  | 2.5 SQMM X 5 CORE Unarmoured Copper CABLE | https://drive.google.com/file/d/1BsLgjDCudD9pWt_bWP-PCMLuL-elOzIv/view?usp=sharing
2142 | LDC | Industrial Braided-Unarmoured Screen Cable | Industrial Braided-Unarmoured Screen Cable | 54/.30MM |  | Per Meter | Finnolex | 0 | 40 % |  | IN STOCK | Copper | Unarmoured | BLACK | Class 2 (Stranded) |  |  | 4 | Braided Screen |  | 5 CORE | OEM |  | 4 SQMM X 5 CORE Unarmoured Copper CABLE | https://drive.google.com/file/d/1BsLgjDCudD9pWt_bWP-PCMLuL-elOzIv/view?usp=sharing
2143 | LDC | Industrial Braided-Unarmoured Screen Cable | Industrial Braided-Unarmoured Screen Cable | 84/.30MM |  | Per Meter | Finnolex | 0 | 40 % |  | IN STOCK | Copper | Unarmoured | BLACK | Class 2 (Stranded) |  |  | 6 | Braided Screen |  | 5 CORE | OEM |  | 6 SQMM X 5 CORE Unarmoured Copper CABLE | https://drive.google.com/file/d/1BsLgjDCudD9pWt_bWP-PCMLuL-elOzIv/view?usp=sharing
2144 | LDC | Industrial Braided-Unarmoured Screen Cable | Industrial Braided-Unarmoured Screen Cable | 16/.20MM |  | Per Meter | Finnolex | 189 | 40 % | 315 | IN STOCK | Copper | Unarmoured | BLACK | Class 2 (Stranded) |  |  | 0.5 | Braided Screen |  | 6 CORE | OEM |  | 0.5 SQMM X 6 CORE Unarmoured Copper CABLE | https://drive.google.com/file/d/1696gnCLfeXR7V_esq1kgqjmR-bgAdMoO/view?usp=sharing
2145 | LDC | Industrial Braided-Unarmoured Screen Cable | Industrial Braided-Unarmoured Screen Cable | 24/.20MM |  | Per Meter | Finnolex | 238.2 | 40 % | 397 | IN STOCK | Copper | Unarmoured | BLACK | Class 2 (Stranded) |  |  | 0.75 | Braided Screen |  | 6 CORE | OEM |  | 0.75 SQMM X 6 CORE Unarmoured Copper CABLE | https://drive.google.com/file/d/1696gnCLfeXR7V_esq1kgqjmR-bgAdMoO/view?usp=sharing
2146 | LDC | Industrial Braided-Unarmoured Screen Cable | Industrial Braided-Unarmoured Screen Cable | 32/.20MM |  | Per Meter | Finnolex | 299.4 | 40 % | 499 | IN STOCK | Copper | Unarmoured | BLACK | Class 2 (Stranded) |  |  | 1.0 | Braided Screen |  | 6 CORE | OEM |  | 1.0 SQMM X 6 CORE Unarmoured Copper CABLE | https://drive.google.com/file/d/1696gnCLfeXR7V_esq1kgqjmR-bgAdMoO/view?usp=sharing
2147 | LDC | Industrial Braided-Unarmoured Screen Cable | Industrial Braided-Unarmoured Screen Cable | 48/.20MM |  | Per Meter | Finnolex | 384.6 | 40 % | 641 | IN STOCK | Copper | Unarmoured | BLACK | Class 2 (Stranded) |  |  | 1.5 | Braided Screen |  | 6 CORE | OEM |  | 1.5 SQMM X 6 CORE Unarmoured Copper CABLE | https://drive.google.com/file/d/1696gnCLfeXR7V_esq1kgqjmR-bgAdMoO/view?usp=sharing
2148 | LDC | Industrial Braided-Unarmoured Screen Cable | Industrial Braided-Unarmoured Screen Cable | 80/.20MM |  | Per Meter | Finnolex | 595.2 | 40 % | 992 | IN STOCK | Copper | Unarmoured | BLACK | Class 2 (Stranded) |  |  | 2.5 | Braided Screen |  | 6 CORE | OEM |  | 2.5 SQMM X 6 CORE Unarmoured Copper CABLE | https://drive.google.com/file/d/1696gnCLfeXR7V_esq1kgqjmR-bgAdMoO/view?usp=sharing
2149 | LDC | Industrial Braided-Unarmoured Screen Cable | Industrial Braided-Unarmoured Screen Cable | 54/.30MM |  | Per Meter | Finnolex | 0 | 40 % |  | IN STOCK | Copper | Unarmoured | BLACK | Class 2 (Stranded) |  |  | 4 | Braided Screen |  | 6 CORE | OEM |  | 4 SQMM X 6 CORE Unarmoured Copper CABLE | https://drive.google.com/file/d/1696gnCLfeXR7V_esq1kgqjmR-bgAdMoO/view?usp=sharing
2150 | LDC | Industrial Braided-Unarmoured Screen Cable | Industrial Braided-Unarmoured Screen Cable | 84/.30MM |  | Per Meter | Finnolex | 0 | 40 % |  | IN STOCK | Copper | Unarmoured | BLACK | Class 2 (Stranded) |  |  | 6 | Braided Screen |  | 6 CORE | OEM |  | 6 SQMM X 6 CORE Unarmoured Copper CABLE | https://drive.google.com/file/d/1696gnCLfeXR7V_esq1kgqjmR-bgAdMoO/view?usp=sharing
2151 | LDC | Industrial Braided-Unarmoured Screen Cable | Industrial Braided-Unarmoured Screen Cable | 16/.20MM |  | Per Meter | Finnolex | 204 | 40 % | 340 | IN STOCK | Copper | Unarmoured | BLACK | Class 2 (Stranded) |  |  | 0.5 | Braided Screen |  | 7 CORE | OEM |  | 0.5 SQMM X 7 CORE Unarmoured Copper CABLE | https://drive.google.com/file/d/1WX_ImjJ4X1YKvP2zkTIACxtaTGQ0briz/view?usp=sharing
2152 | LDC | Industrial Braided-Unarmoured Screen Cable | Industrial Braided-Unarmoured Screen Cable | 24/.20MM |  | Per Meter | Finnolex | 262.8 | 40 % | 438 | IN STOCK | Copper | Unarmoured | BLACK | Class 2 (Stranded) |  |  | 0.75 | Braided Screen |  | 7 CORE | OEM |  | 0.75 SQMM X 7 CORE Unarmoured Copper CABLE | https://drive.google.com/file/d/1WX_ImjJ4X1YKvP2zkTIACxtaTGQ0briz/view?usp=sharing
2153 | LDC | Industrial Braided-Unarmoured Screen Cable | Industrial Braided-Unarmoured Screen Cable | 32/.20MM |  | Per Meter | Finnolex | 325.2 | 40 % | 542 | IN STOCK | Copper | Unarmoured | BLACK | Class 2 (Stranded) |  |  | 1.0 | Braided Screen |  | 7 CORE | OEM |  | 1.0 SQMM X 7 CORE Unarmoured Copper CABLE | https://drive.google.com/file/d/1WX_ImjJ4X1YKvP2zkTIACxtaTGQ0briz/view?usp=sharing
2154 | LDC | Industrial Braided-Unarmoured Screen Cable | Industrial Braided-Unarmoured Screen Cable | 48/.20MM |  | Per Meter | Finnolex | 433.8 | 40 % | 723 | IN STOCK | Copper | Unarmoured | BLACK | Class 2 (Stranded) |  |  | 1.5 | Braided Screen |  | 7 CORE | OEM |  | 1.5 SQMM X 7 CORE Unarmoured Copper CABLE | https://drive.google.com/file/d/1WX_ImjJ4X1YKvP2zkTIACxtaTGQ0briz/view?usp=sharing
2155 | LDC | Industrial Braided-Unarmoured Screen Cable | Industrial Braided-Unarmoured Screen Cable | 80/.20MM |  | Per Meter | Finnolex | 691.8 | 40 % | 1153 | IN STOCK | Copper | Unarmoured | BLACK | Class 2 (Stranded) |  |  | 2.5 | Braided Screen |  | 7 CORE | OEM |  | 2.5 SQMM X 7 CORE Unarmoured Copper CABLE | https://drive.google.com/file/d/1WX_ImjJ4X1YKvP2zkTIACxtaTGQ0briz/view?usp=sharing
2156 | LDC | Industrial Braided-Unarmoured Screen Cable | Industrial Braided-Unarmoured Screen Cable | 54/.30MM |  | Per Meter | Finnolex | 0 | 40 % |  | IN STOCK | Copper | Unarmoured | BLACK | Class 2 (Stranded) |  |  | 4 | Braided Screen |  | 7 CORE | OEM |  | 4 SQMM X 7 CORE Unarmoured Copper CABLE | https://drive.google.com/file/d/1WX_ImjJ4X1YKvP2zkTIACxtaTGQ0briz/view?usp=sharing
2157 | LDC | Industrial Braided-Unarmoured Screen Cable | Industrial Braided-Unarmoured Screen Cable | 84/.30MM |  | Per Meter | Finnolex | 0 | 40 % |  | IN STOCK | Copper | Unarmoured | BLACK | Class 2 (Stranded) |  |  | 6 | Braided Screen |  | 7 CORE | OEM |  | 6 SQMM X 7 CORE Unarmoured Copper CABLE | https://drive.google.com/file/d/1WX_ImjJ4X1YKvP2zkTIACxtaTGQ0briz/view?usp=sharing
2158 | LDC | Industrial Braided-Unarmoured Screen Cable | Industrial Braided-Unarmoured Screen Cable | 16/.20MM |  | Per Meter | Finnolex | 223.8 | 40 % | 373 | IN STOCK | Copper | Unarmoured | BLACK | Class 2 (Stranded) |  |  | 0.5 | Braided Screen |  | 8 CORE | OEM |  | 0.5 SQMM X 8 CORE Unarmoured Copper CABLE | https://drive.google.com/file/d/1LRtyAk7hUxSP9UA6v9zKnQNzLEfN4tQr/view?usp=sharing
2159 | LDC | Industrial Braided-Unarmoured Screen Cable | Industrial Braided-Unarmoured Screen Cable | 24/.20MM |  | Per Meter | Finnolex | 294 | 40 % | 490 | IN STOCK | Copper | Unarmoured | BLACK | Class 2 (Stranded) |  |  | 0.75 | Braided Screen |  | 8 CORE | OEM |  | 0.75 SQMM X 8 CORE Unarmoured Copper CABLE | https://drive.google.com/file/d/1LRtyAk7hUxSP9UA6v9zKnQNzLEfN4tQr/view?usp=sharing
2160 | LDC | Industrial Braided-Unarmoured Screen Cable | Industrial Braided-Unarmoured Screen Cable | 32/.20MM |  | Per Meter | Finnolex | 366.6 | 40 % | 611 | IN STOCK | Copper | Unarmoured | BLACK | Class 2 (Stranded) |  |  | 1.0 | Braided Screen |  | 8 CORE | OEM |  | 1.0 SQMM X 8 CORE Unarmoured Copper CABLE | https://drive.google.com/file/d/1LRtyAk7hUxSP9UA6v9zKnQNzLEfN4tQr/view?usp=sharing
2161 | LDC | Industrial Braided-Unarmoured Screen Cable | Industrial Braided-Unarmoured Screen Cable | 48/.20MM |  | Per Meter | Finnolex | 492 | 40 % | 820 | IN STOCK | Copper | Unarmoured | BLACK | Class 2 (Stranded) |  |  | 1.5 | Braided Screen |  | 8 CORE | OEM |  | 1.5 SQMM X 8 CORE Unarmoured Copper CABLE | https://drive.google.com/file/d/1LRtyAk7hUxSP9UA6v9zKnQNzLEfN4tQr/view?usp=sharing
2162 | LDC | Industrial Braided-Unarmoured Screen Cable | Industrial Braided-Unarmoured Screen Cable | 80/.20MM |  | Per Meter | Finnolex | 800.4 | 40 % | 1334 | IN STOCK | Copper | Unarmoured | BLACK | Class 2 (Stranded) |  |  | 2.5 | Braided Screen |  | 8 CORE | OEM |  | 2.5 SQMM X 8 CORE Unarmoured Copper CABLE | https://drive.google.com/file/d/1LRtyAk7hUxSP9UA6v9zKnQNzLEfN4tQr/view?usp=sharing
2163 | LDC | Industrial Braided-Unarmoured Screen Cable | Industrial Braided-Unarmoured Screen Cable | 54/.30MM |  | Per Meter | Finnolex | 0 | 40 % |  | IN STOCK | Copper | Unarmoured | BLACK | Class 2 (Stranded) |  |  | 4 | Braided Screen |  | 8 CORE | OEM |  | 4 SQMM X 8 CORE Unarmoured Copper CABLE | https://drive.google.com/file/d/1LRtyAk7hUxSP9UA6v9zKnQNzLEfN4tQr/view?usp=sharing
2164 | LDC | Industrial Braided-Unarmoured Screen Cable | Industrial Braided-Unarmoured Screen Cable | 84/.30MM |  | Per Meter | Finnolex | 0 | 40 % |  | IN STOCK | Copper | Unarmoured | BLACK | Class 2 (Stranded) |  |  | 6 | Braided Screen |  | 8 CORE | OEM |  | 6 SQMM X 8 CORE Unarmoured Copper CABLE | https://drive.google.com/file/d/1LRtyAk7hUxSP9UA6v9zKnQNzLEfN4tQr/view?usp=sharing
2165 | LDC | Industrial Braided-Unarmoured Screen Cable | Industrial Braided-Unarmoured Screen Cable | 16/.20MM |  | Per Meter | Finnolex | 266.4 | 40 % | 444 | IN STOCK | Copper | Unarmoured | BLACK | Class 2 (Stranded) |  |  | 0.5 | Braided Screen |  | 10 CORE | OEM |  | 0.5 SQMM X 10 CORE Unarmoured Copper CABLE | https://drive.google.com/file/d/1l7yAAJXLOhBrOBxWhz6JVnfr8F9G4uQ2/view?usp=sharing
2166 | LDC | Industrial Braided-Unarmoured Screen Cable | Industrial Braided-Unarmoured Screen Cable | 24/.20MM |  | Per Meter | Finnolex | 353.4 | 40 % | 589 | IN STOCK | Copper | Unarmoured | BLACK | Class 2 (Stranded) |  |  | 0.75 | Braided Screen |  | 10 CORE | OEM |  | 0.75 SQMM X 10 CORE Unarmoured Copper CABLE | https://drive.google.com/file/d/1l7yAAJXLOhBrOBxWhz6JVnfr8F9G4uQ2/view?usp=sharing
2167 | LDC | Industrial Braided-Unarmoured Screen Cable | Industrial Braided-Unarmoured Screen Cable | 32/.20MM |  | Per Meter | Finnolex | 439.8 | 40 % | 733 | IN STOCK | Copper | Unarmoured | BLACK | Class 2 (Stranded) |  |  | 1.0 | Braided Screen |  | 10 CORE | OEM |  | 1.0 SQMM X 10 CORE Unarmoured Copper CABLE | https://drive.google.com/file/d/1l7yAAJXLOhBrOBxWhz6JVnfr8F9G4uQ2/view?usp=sharing
2168 | LDC | Industrial Braided-Unarmoured Screen Cable | Industrial Braided-Unarmoured Screen Cable | 48/.20MM |  | Per Meter | Finnolex | 597 | 40 % | 995 | IN STOCK | Copper | Unarmoured | BLACK | Class 2 (Stranded) |  |  | 1.5 | Braided Screen |  | 10 CORE | OEM |  | 1.5 SQMM X 10 CORE Unarmoured Copper CABLE | https://drive.google.com/file/d/1l7yAAJXLOhBrOBxWhz6JVnfr8F9G4uQ2/view?usp=sharing
2169 | LDC | Industrial Braided-Unarmoured Screen Cable | Industrial Braided-Unarmoured Screen Cable | 80/.20MM |  | Per Meter | Finnolex | 893.4 | 40 % | 1489 | IN STOCK | Copper | Unarmoured | BLACK | Class 2 (Stranded) |  |  | 2.5 | Braided Screen |  | 10 CORE | OEM |  | 2.5 SQMM X 10 CORE Unarmoured Copper CABLE | https://drive.google.com/file/d/1l7yAAJXLOhBrOBxWhz6JVnfr8F9G4uQ2/view?usp=sharing
2170 | LDC | Industrial Braided-Unarmoured Screen Cable | Industrial Braided-Unarmoured Screen Cable | 54/.30MM |  | Per Meter | Finnolex | 0 | 40 % |  | IN STOCK | Copper | Unarmoured | BLACK | Class 2 (Stranded) |  |  | 4 | Braided Screen |  | 10 CORE | OEM |  | 4 SQMM X 10 CORE Unarmoured Copper CABLE | https://drive.google.com/file/d/1l7yAAJXLOhBrOBxWhz6JVnfr8F9G4uQ2/view?usp=sharing
2171 | LDC | Industrial Braided-Unarmoured Screen Cable | Industrial Braided-Unarmoured Screen Cable | 84/.30MM |  | Per Meter | Finnolex | 0 | 40 % |  | IN STOCK | Copper | Unarmoured | BLACK | Class 2 (Stranded) |  |  | 6 | Braided Screen |  | 10 CORE | OEM |  | 6 SQMM X 10 CORE Unarmoured Copper CABLE | https://drive.google.com/file/d/1l7yAAJXLOhBrOBxWhz6JVnfr8F9G4uQ2/view?usp=sharing
2172 | LDC | Industrial Braided-Unarmoured Screen Cable | Industrial Braided-Unarmoured Screen Cable | 16/.20MM |  | Per Meter | Finnolex | 305.4 | 40 % | 509 | IN STOCK | Copper | Unarmoured | BLACK | Class 2 (Stranded) |  |  | 0.5 | Braided Screen |  | 12 CORE | OEM |  | 0.5 SQMM X 12 CORE Unarmoured Copper CABLE | https://drive.google.com/file/d/1W7PGdpbb_2Agngl2R0mttwwDoulJFJIF/view?usp=sharing
2173 | LDC | Industrial Braided-Unarmoured Screen Cable | Industrial Braided-Unarmoured Screen Cable | 24/.20MM |  | Per Meter | Finnolex | 416.4 | 40 % | 694 | IN STOCK | Copper | Unarmoured | BLACK | Class 2 (Stranded) |  |  | 0.75 | Braided Screen |  | 12 CORE | OEM |  | 0.75 SQMM X 12 CORE Unarmoured Copper CABLE | https://drive.google.com/file/d/1W7PGdpbb_2Agngl2R0mttwwDoulJFJIF/view?usp=sharing
2174 | LDC | Industrial Braided-Unarmoured Screen Cable | Industrial Braided-Unarmoured Screen Cable | 32/.20MM |  | Per Meter | Finnolex | 521.4 | 40 % | 869 | IN STOCK | Copper | Unarmoured | BLACK | Class 2 (Stranded) |  |  | 1.0 | Braided Screen |  | 12 CORE | OEM |  | 1.0 SQMM X 12 CORE Unarmoured Copper CABLE | https://drive.google.com/file/d/1W7PGdpbb_2Agngl2R0mttwwDoulJFJIF/view?usp=sharing
2175 | LDC | Industrial Braided-Unarmoured Screen Cable | Industrial Braided-Unarmoured Screen Cable | 48/.20MM |  | Per Meter | Finnolex | 718.2 | 40 % | 1197 | IN STOCK | Copper | Unarmoured | BLACK | Class 2 (Stranded) |  |  | 1.5 | Braided Screen |  | 12 CORE | OEM |  | 1.5 SQMM X 12 CORE Unarmoured Copper CABLE | https://drive.google.com/file/d/1W7PGdpbb_2Agngl2R0mttwwDoulJFJIF/view?usp=sharing
2176 | LDC | Industrial Braided-Unarmoured Screen Cable | Industrial Braided-Unarmoured Screen Cable | 80/.20MM |  | Per Meter | Finnolex | 1142.4 | 40 % | 1904 | IN STOCK | Copper | Unarmoured | BLACK | Class 2 (Stranded) |  |  | 2.5 | Braided Screen |  | 12 CORE | OEM |  | 2.5 SQMM X 12 CORE Unarmoured Copper CABLE | https://drive.google.com/file/d/1W7PGdpbb_2Agngl2R0mttwwDoulJFJIF/view?usp=sharing
2177 | LDC | Industrial Braided-Unarmoured Screen Cable | Industrial Braided-Unarmoured Screen Cable | 54/.30MM |  | Per Meter | Finnolex | 0 | 40 % |  | IN STOCK | Copper | Unarmoured | BLACK | Class 2 (Stranded) |  |  | 4 | Braided Screen |  | 12 CORE | OEM |  | 4 SQMM X 12 CORE Unarmoured Copper CABLE | https://drive.google.com/file/d/1W7PGdpbb_2Agngl2R0mttwwDoulJFJIF/view?usp=sharing
2178 | LDC | Industrial Braided-Unarmoured Screen Cable | Industrial Braided-Unarmoured Screen Cable | 84/.30MM |  | Per Meter | Finnolex | 0 | 40 % |  | IN STOCK | Copper | Unarmoured | BLACK | Class 2 (Stranded) |  |  | 6 | Braided Screen |  | 12 CORE | OEM |  | 6 SQMM X 12 CORE Unarmoured Copper CABLE | https://drive.google.com/file/d/1W7PGdpbb_2Agngl2R0mttwwDoulJFJIF/view?usp=sharing
2179 | LDC | Industrial Braided-Unarmoured Screen Cable | Industrial Braided-Unarmoured Screen Cable | 16/.20MM |  | Per Meter | Finnolex | 360 | 40 % | 600 | IN STOCK | Copper | Unarmoured | BLACK | Class 2 (Stranded) |  |  | 0.5 | Braided Screen |  | 14 CORE | OEM |  | 0.5 SQMM X 14 CORE Unarmoured Copper CABLE | https://drive.google.com/file/d/1Pgjrf0FkeQUckB72LxdH4EVu3Vo48dGZ/view?usp=sharing
2180 | LDC | Industrial Braided-Unarmoured Screen Cable | Industrial Braided-Unarmoured Screen Cable | 24/.20MM |  | Per Meter | Finnolex | 486.6 | 40 % | 811 | IN STOCK | Copper | Unarmoured | BLACK | Class 2 (Stranded) |  |  | 0.75 | Braided Screen |  | 14 CORE | OEM |  | 0.75 SQMM X 14 CORE Unarmoured Copper CABLE | https://drive.google.com/file/d/1Pgjrf0FkeQUckB72LxdH4EVu3Vo48dGZ/view?usp=sharing
2181 | LDC | Industrial Braided-Unarmoured Screen Cable | Industrial Braided-Unarmoured Screen Cable | 32/.20MM |  | Per Meter | Finnolex | 604.8 | 40 % | 1008 | IN STOCK | Copper | Unarmoured | BLACK | Class 2 (Stranded) |  |  | 1.0 | Braided Screen |  | 14 CORE | OEM |  | 1.0 SQMM X 14 CORE Unarmoured Copper CABLE | https://drive.google.com/file/d/1Pgjrf0FkeQUckB72LxdH4EVu3Vo48dGZ/view?usp=sharing
2182 | LDC | Industrial Braided-Unarmoured Screen Cable | Industrial Braided-Unarmoured Screen Cable | 48/.20MM |  | Per Meter | Finnolex | 819 | 40 % | 1365 | IN STOCK | Copper | Unarmoured | BLACK | Class 2 (Stranded) |  |  | 1.5 | Braided Screen |  | 14 CORE | OEM |  | 1.5 SQMM X 14 CORE Unarmoured Copper CABLE | https://drive.google.com/file/d/1Pgjrf0FkeQUckB72LxdH4EVu3Vo48dGZ/view?usp=sharing
2183 | LDC | Industrial Braided-Unarmoured Screen Cable | Industrial Braided-Unarmoured Screen Cable | 80/.20MM |  | Per Meter | Finnolex | 1258.8 | 40 % | 2098 | IN STOCK | Copper | Unarmoured | BLACK | Class 2 (Stranded) |  |  | 2.5 | Braided Screen |  | 14 CORE | OEM |  | 2.5 SQMM X 14 CORE Unarmoured Copper CABLE | https://drive.google.com/file/d/1Pgjrf0FkeQUckB72LxdH4EVu3Vo48dGZ/view?usp=sharing
2184 | LDC | Industrial Braided-Unarmoured Screen Cable | Industrial Braided-Unarmoured Screen Cable | 54/.30MM |  | Per Meter | Finnolex | 0 | 40 % |  | IN STOCK | Copper | Unarmoured | BLACK | Class 2 (Stranded) |  |  | 4 | Braided Screen |  | 14 CORE | OEM |  | 4 SQMM X 14 CORE Unarmoured Copper CABLE | https://drive.google.com/file/d/1Pgjrf0FkeQUckB72LxdH4EVu3Vo48dGZ/view?usp=sharing
2185 | LDC | Industrial Braided-Unarmoured Screen Cable | Industrial Braided-Unarmoured Screen Cable | 84/.30MM |  | Per Meter | Finnolex | 0 | 40 % |  | IN STOCK | Copper | Unarmoured | BLACK | Class 2 (Stranded) |  |  | 6 | Braided Screen |  | 14 CORE | OEM |  | 6 SQMM X 14 CORE Unarmoured Copper CABLE | https://drive.google.com/file/d/1Pgjrf0FkeQUckB72LxdH4EVu3Vo48dGZ/view?usp=sharing
2186 | LDC | Industrial Braided-Unarmoured Screen Cable | Industrial Braided-Unarmoured Screen Cable | 16/.20MM |  | Per Meter | Finnolex | 394.2 | 40 % | 657 | IN STOCK | Copper | Unarmoured | BLACK | Class 2 (Stranded) |  |  | 0.5 | Braided Screen |  | 16 CORE | OEM |  | 0.5 SQMM X 16 CORE Unarmoured Copper CABLE | https://drive.google.com/file/d/14hzvJzHYP3HwxHPyz0oswIDNCeG8gWhg/view?usp=sharing
2187 | LDC | Industrial Braided-Unarmoured Screen Cable | Industrial Braided-Unarmoured Screen Cable | 24/.20MM |  | Per Meter | Finnolex | 532.8 | 40 % | 888 | IN STOCK | Copper | Unarmoured | BLACK | Class 2 (Stranded) |  |  | 0.75 | Braided Screen |  | 16 CORE | OEM |  | 0.75 SQMM X 16 CORE Unarmoured Copper CABLE | https://drive.google.com/file/d/14hzvJzHYP3HwxHPyz0oswIDNCeG8gWhg/view?usp=sharing
2188 | LDC | Industrial Braided-Unarmoured Screen Cable | Industrial Braided-Unarmoured Screen Cable | 32/.20MM |  | Per Meter | Finnolex | 680.4 | 40 % | 1134 | IN STOCK | Copper | Unarmoured | BLACK | Class 2 (Stranded) |  |  | 1.0 | Braided Screen |  | 16 CORE | OEM |  | 1.0 SQMM X 16 CORE Unarmoured Copper CABLE | https://drive.google.com/file/d/14hzvJzHYP3HwxHPyz0oswIDNCeG8gWhg/view?usp=sharing
2189 | LDC | Industrial Braided-Unarmoured Screen Cable | Industrial Braided-Unarmoured Screen Cable | 48/.20MM |  | Per Meter | Finnolex | 925.2 | 40 % | 1542 | IN STOCK | Copper | Unarmoured | BLACK | Class 2 (Stranded) |  |  | 1.5 | Braided Screen |  | 16 CORE | OEM |  | 1.5 SQMM X 16 CORE Unarmoured Copper CABLE | https://drive.google.com/file/d/14hzvJzHYP3HwxHPyz0oswIDNCeG8gWhg/view?usp=sharing
2190 | LDC | Industrial Braided-Unarmoured Screen Cable | Industrial Braided-Unarmoured Screen Cable | 80/.20MM |  | Per Meter | Finnolex | 1481.4 | 40 % | 2469 | IN STOCK | Copper | Unarmoured | BLACK | Class 2 (Stranded) |  |  | 2.5 | Braided Screen |  | 16 CORE | OEM |  | 2.5 SQMM X 16 CORE Unarmoured Copper CABLE | https://drive.google.com/file/d/14hzvJzHYP3HwxHPyz0oswIDNCeG8gWhg/view?usp=sharing
2191 | LDC | Industrial Braided-Unarmoured Screen Cable | Industrial Braided-Unarmoured Screen Cable | 54/.30MM |  | Per Meter | Finnolex | 0 | 40 % |  | IN STOCK | Copper | Unarmoured | BLACK | Class 2 (Stranded) |  |  | 4 | Braided Screen |  | 16 CORE | OEM |  | 4 SQMM X 16 CORE Unarmoured Copper CABLE | https://drive.google.com/file/d/14hzvJzHYP3HwxHPyz0oswIDNCeG8gWhg/view?usp=sharing
2192 | LDC | Industrial Braided-Unarmoured Screen Cable | Industrial Braided-Unarmoured Screen Cable | 84/.30MM |  | Per Meter | Finnolex | 0 | 40 % |  | IN STOCK | Copper | Unarmoured | BLACK | Class 2 (Stranded) |  |  | 6 | Braided Screen |  | 16 CORE | OEM |  | 6 SQMM X 16 CORE Unarmoured Copper CABLE | https://drive.google.com/file/d/14hzvJzHYP3HwxHPyz0oswIDNCeG8gWhg/view?usp=sharing
2193 | LDC | Industrial Braided-Unarmoured Screen Cable | Industrial Braided-Unarmoured Screen Cable | 16/.20MM |  | Per Meter | Finnolex | 451.8 | 40 % | 753 | IN STOCK | Copper | Unarmoured | BLACK | Class 2 (Stranded) |  |  | 0.5 | Braided Screen |  | 19 CORE | OEM |  | 0.5 SQMM X 19 CORE Unarmoured Copper CABLE | https://drive.google.com/file/d/1QBQlt8HTK7qCaNnmAMdbEHspRUnVjFet/view?usp=sharing
2194 | LDC | Industrial Braided-Unarmoured Screen Cable | Industrial Braided-Unarmoured Screen Cable | 24/.20MM |  | Per Meter | Finnolex | 614.4 | 40 % | 1024 | IN STOCK | Copper | Unarmoured | BLACK | Class 2 (Stranded) |  |  | 0.75 | Braided Screen |  | 19 CORE | OEM |  | 0.75 SQMM X 19 CORE Unarmoured Copper CABLE | https://drive.google.com/file/d/1QBQlt8HTK7qCaNnmAMdbEHspRUnVjFet/view?usp=sharing
2195 | LDC | Industrial Braided-Unarmoured Screen Cable | Industrial Braided-Unarmoured Screen Cable | 32/.20MM |  | Per Meter | Finnolex | 801 | 40 % | 1335 | IN STOCK | Copper | Unarmoured | BLACK | Class 2 (Stranded) |  |  | 1.0 | Braided Screen |  | 19 CORE | OEM |  | 1.0 SQMM X 19 CORE Unarmoured Copper CABLE | https://drive.google.com/file/d/1QBQlt8HTK7qCaNnmAMdbEHspRUnVjFet/view?usp=sharing
2196 | LDC | Industrial Braided-Unarmoured Screen Cable | Industrial Braided-Unarmoured Screen Cable | 48/.20MM |  | Per Meter | Finnolex | 1074.6 | 40 % | 1791 | IN STOCK | Copper | Unarmoured | BLACK | Class 2 (Stranded) |  |  | 1.5 | Braided Screen |  | 19 CORE | OEM |  | 1.5 SQMM X 19 CORE Unarmoured Copper CABLE | https://drive.google.com/file/d/1QBQlt8HTK7qCaNnmAMdbEHspRUnVjFet/view?usp=sharing
2197 | LDC | Industrial Braided-Unarmoured Screen Cable | Industrial Braided-Unarmoured Screen Cable | 80/.20MM |  | Per Meter | Finnolex | 1912.2 | 40 % | 3187 | IN STOCK | Copper | Unarmoured | BLACK | Class 2 (Stranded) |  |  | 2.5 | Braided Screen |  | 19 CORE | OEM |  | 2.5 SQMM X 19 CORE Unarmoured Copper CABLE | https://drive.google.com/file/d/1QBQlt8HTK7qCaNnmAMdbEHspRUnVjFet/view?usp=sharing
2198 | LDC | Industrial Braided-Unarmoured Screen Cable | Industrial Braided-Unarmoured Screen Cable | 54/.30MM |  | Per Meter | Finnolex | 0 | 40 % |  | IN STOCK | Copper | Unarmoured | BLACK | Class 2 (Stranded) |  |  | 4 | Braided Screen |  | 19 CORE | OEM |  | 4 SQMM X 19 CORE Unarmoured Copper CABLE | https://drive.google.com/file/d/1QBQlt8HTK7qCaNnmAMdbEHspRUnVjFet/view?usp=sharing
2199 | LDC | Industrial Braided-Unarmoured Screen Cable | Industrial Braided-Unarmoured Screen Cable | 84/.30MM |  | Per Meter | Finnolex | 0 | 40 % |  | IN STOCK | Copper | Unarmoured | BLACK | Class 2 (Stranded) |  |  | 6 | Braided Screen |  | 19 CORE | OEM |  | 6 SQMM X 19 CORE Unarmoured Copper CABLE | https://drive.google.com/file/d/1QBQlt8HTK7qCaNnmAMdbEHspRUnVjFet/view?usp=sharing
2200 | LDC | Industrial Braided-Unarmoured Screen Cable | Industrial Braided-Unarmoured Screen Cable | 16/.20MM |  | Per Meter | Finnolex | 561.6 | 40 % | 936 | IN STOCK | Copper | Unarmoured | BLACK | Class 2 (Stranded) |  |  | 0.5 | Braided Screen |  | 24 CORE | OEM |  | 0.5 SQMM X 24 CORE Unarmoured Copper CABLE | https://drive.google.com/file/d/1IU-JLDigfXrhA7kyNateGrMqduo7K_GL/view?usp=sharing
2201 | LDC | Industrial Braided-Unarmoured Screen Cable | Industrial Braided-Unarmoured Screen Cable | 24/.20MM |  | Per Meter | Finnolex | 753 | 40 % | 1255 | IN STOCK | Copper | Unarmoured | BLACK | Class 2 (Stranded) |  |  | 0.75 | Braided Screen |  | 24 CORE | OEM |  | 0.75 SQMM X 24 CORE Unarmoured Copper CABLE | https://drive.google.com/file/d/1IU-JLDigfXrhA7kyNateGrMqduo7K_GL/view?usp=sharing
2202 | LDC | Industrial Braided-Unarmoured Screen Cable | Industrial Braided-Unarmoured Screen Cable | 32/.20MM |  | Per Meter | Finnolex | 972.6 | 40 % | 1621 | IN STOCK | Copper | Unarmoured | BLACK | Class 2 (Stranded) |  |  | 1.0 | Braided Screen |  | 24 CORE | OEM |  | 1.0 SQMM X 24 CORE Unarmoured Copper CABLE | https://drive.google.com/file/d/1IU-JLDigfXrhA7kyNateGrMqduo7K_GL/view?usp=sharing
2203 | LDC | Industrial Braided-Unarmoured Screen Cable | Industrial Braided-Unarmoured Screen Cable | 48/.20MM |  | Per Meter | Finnolex | 1348.2 | 40 % | 2247 | IN STOCK | Copper | Unarmoured | BLACK | Class 2 (Stranded) |  |  | 1.5 | Braided Screen |  | 24 CORE | OEM |  | 1.5 SQMM X 24 CORE Unarmoured Copper CABLE | https://drive.google.com/file/d/1IU-JLDigfXrhA7kyNateGrMqduo7K_GL/view?usp=sharing
2204 | LDC | Industrial Braided-Unarmoured Screen Cable | Industrial Braided-Unarmoured Screen Cable | 80/.20MM |  | Per Meter | Finnolex | 2397.6 | 40 % | 3996 | IN STOCK | Copper | Unarmoured | BLACK | Class 2 (Stranded) |  |  | 2.5 | Braided Screen |  | 24 CORE | OEM |  | 2.5 SQMM X 24 CORE Unarmoured Copper CABLE | https://drive.google.com/file/d/1IU-JLDigfXrhA7kyNateGrMqduo7K_GL/view?usp=sharing
2205 | LDC | Industrial Braided-Unarmoured Screen Cable | Industrial Braided-Unarmoured Screen Cable | 54/.30MM |  | Per Meter | Finnolex | 0 | 40 % |  | IN STOCK | Copper | Unarmoured | BLACK | Class 2 (Stranded) |  |  | 4 | Braided Screen |  | 24 CORE | OEM |  | 4 SQMM X 24 CORE Unarmoured Copper CABLE | https://drive.google.com/file/d/1IU-JLDigfXrhA7kyNateGrMqduo7K_GL/view?usp=sharing
2206 | LDC | Industrial Braided-Unarmoured Screen Cable | Industrial Braided-Unarmoured Screen Cable | 84/.30MM |  | Per Meter | Finnolex | 0 | 40 % |  | IN STOCK | Copper | Unarmoured | BLACK | Class 2 (Stranded) |  |  | 6 | Braided Screen |  | 24 CORE | OEM |  | 6 SQMM X 24 CORE Unarmoured Copper CABLE | https://drive.google.com/file/d/1IU-JLDigfXrhA7kyNateGrMqduo7K_GL/view?usp=sharing
2207 | LDC | Industrial Cable (Multistrand) | Industrial Cable |  | 7 | Coil (90 Mtr) | Finnolex | 1407 | 40 % | 2345 | IN STOCK | Copper | Unarmoured | BLACK | Class 5 (Flexible) |  | FR | 0.75 |  |  | Single Core | OEM |  | 0.75 SQMM X Single Core Unarmoured Copper CABLE | https://drive.google.com/file/d/18aDZdhQS8z4sf1u1MIsg0F-PFpdBb-X2/view?usp=sharing
2208 | LDC | Industrial Cable (Multistrand) | Industrial Cable |  | 7 | Coil (300 Mtr) | Finnolex | 5905.2 | 40 % | 9842 | IN STOCK | Copper | Unarmoured | BLACK | Class 5 (Flexible) |  | FR (300/200 Mtr) | 0.75 |  |  | Single Core | OEM |  | 0.75 SQMM X Single Core Unarmoured Copper CABLE | https://drive.google.com/file/d/18aDZdhQS8z4sf1u1MIsg0F-PFpdBb-X2/view?usp=sharing
2209 | LDC | Industrial Cable (Multistrand) | Industrial Cable |  | 7 | Coil (300 Mtr) | Finnolex | 6016.2 | 40 % | 10027 | IN STOCK | Copper | Unarmoured | BLACK | Class 5 (Flexible) |  | FRLSH (300/200 Mtr) | 0.75 |  |  | Single Core | OEM |  | 0.75 SQMM X Single Core Unarmoured Copper CABLE | https://drive.google.com/file/d/18aDZdhQS8z4sf1u1MIsg0F-PFpdBb-X2/view?usp=sharing
2210 | LDC | Industrial Cable (Multistrand) | Industrial Cable |  | 12 | Coil (90 Mtr) | Finnolex | 1887 | 40 % | 3145 | IN STOCK | Copper | Unarmoured | BLACK | Class 5 (Flexible) |  | FR | 1 |  |  | Single Core | OEM |  | 1 SQMM X Single Core Unarmoured Copper CABLE | https://drive.google.com/file/d/18aDZdhQS8z4sf1u1MIsg0F-PFpdBb-X2/view?usp=sharing
2211 | LDC | Industrial Cable (Multistrand) | Industrial Cable |  | 12 | Coil (300 Mtr) | Finnolex | 7581 | 40 % | 12635 | IN STOCK | Copper | Unarmoured | BLACK | Class 5 (Flexible) |  | FR (300/200 Mtr) | 1 |  |  | Single Core | OEM |  | 1 SQMM X Single Core Unarmoured Copper CABLE | https://drive.google.com/file/d/18aDZdhQS8z4sf1u1MIsg0F-PFpdBb-X2/view?usp=sharing
2212 | LDC | Industrial Cable (Multistrand) | Industrial Cable |  | 12 | Coil (300 Mtr) | Finnolex | 7719 | 40 % | 12865 | IN STOCK | Copper | Unarmoured | BLACK | Class 5 (Flexible) |  | FRLSH (300/200 Mtr) | 1 |  |  | Single Core | OEM |  | 1 SQMM X Single Core Unarmoured Copper CABLE | https://drive.google.com/file/d/18aDZdhQS8z4sf1u1MIsg0F-PFpdBb-X2/view?usp=sharing
2213 | LDC | Industrial Cable (Multistrand) | Industrial Cable |  | 16 | Coil (90 Mtr) | Finnolex | 2760 | 40 % | 4600 | IN STOCK | Copper | Unarmoured | BLACK | Class 5 (Flexible) |  | FR | 1.5 |  |  | Single Core | OEM |  | 1.5 SQMM X Single Core Unarmoured Copper CABLE | https://drive.google.com/file/d/18aDZdhQS8z4sf1u1MIsg0F-PFpdBb-X2/view?usp=sharing
2214 | LDC | Industrial Cable (Multistrand) | Industrial Cable |  | 16 | Coil (300 Mtr) | Finnolex | 11106 | 40 % | 18510 | IN STOCK | Copper | Unarmoured | BLACK | Class 5 (Flexible) |  | FR (300/200 Mtr) | 1.5 |  |  | Single Core | OEM |  | 1.5 SQMM X Single Core Unarmoured Copper CABLE | https://drive.google.com/file/d/18aDZdhQS8z4sf1u1MIsg0F-PFpdBb-X2/view?usp=sharing
2215 | LDC | Industrial Cable (Multistrand) | Industrial Cable |  | 16 | Coil (300 Mtr) | Finnolex | 11325 | 40 % | 18875 | IN STOCK | Copper | Unarmoured | BLACK | Class 5 (Flexible) |  | FRLSH (300/200 Mtr) | 1.5 |  |  | Single Core | OEM |  | 1.5 SQMM X Single Core Unarmoured Copper CABLE | https://drive.google.com/file/d/18aDZdhQS8z4sf1u1MIsg0F-PFpdBb-X2/view?usp=sharing
2216 | LDC | Industrial Cable (Multistrand) | Industrial Cable |  | 22 | Coil (90 Mtr) | Finnolex | 4356 | 40 % | 7260 | IN STOCK | Copper | Unarmoured | BLACK | Class 5 (Flexible) |  | FR | 2.5 |  |  | Single Core | OEM |  | 2.5 SQMM X Single Core Unarmoured Copper CABLE | https://drive.google.com/file/d/18aDZdhQS8z4sf1u1MIsg0F-PFpdBb-X2/view?usp=sharing
2217 | LDC | Industrial Cable (Multistrand) | Industrial Cable |  | 22 | Coil (300 Mtr) | Finnolex | 18435 | 40 % | 30725 | IN STOCK | Copper | Unarmoured | BLACK | Class 5 (Flexible) |  | FR (300/200 Mtr) | 2.5 |  |  | Single Core | OEM |  | 2.5 SQMM X Single Core Unarmoured Copper CABLE | https://drive.google.com/file/d/18aDZdhQS8z4sf1u1MIsg0F-PFpdBb-X2/view?usp=sharing
2218 | LDC | Industrial Cable (Multistrand) | Industrial Cable |  | 22 | Coil (300 Mtr) | Finnolex | 18744 | 40 % | 31240 | IN STOCK | Copper | Unarmoured | BLACK | Class 5 (Flexible) |  | FRLSH (300/200 Mtr) | 2.5 |  |  | Single Core | OEM |  | 2.5 SQMM X Single Core Unarmoured Copper CABLE | https://drive.google.com/file/d/18aDZdhQS8z4sf1u1MIsg0F-PFpdBb-X2/view?usp=sharing
2219 | LDC | Industrial Cable (Multistrand) | Industrial Cable |  | 29 | Coil (90 Mtr) | Finnolex | 6378 | 40 % | 10630 | IN STOCK | Copper | Unarmoured | BLACK | Class 5 (Flexible) |  | FR | 4 |  |  | Single Core | OEM |  | 4 SQMM X Single Core Unarmoured Copper CABLE | https://drive.google.com/file/d/18aDZdhQS8z4sf1u1MIsg0F-PFpdBb-X2/view?usp=sharing
2220 | LDC | Industrial Cable (Multistrand) | Industrial Cable |  | 29 | Coil ( 200 Mtr) | Finnolex | 19167 | 40 % | 31945 | IN STOCK | Copper | Unarmoured | BLACK | Class 5 (Flexible) |  | FR (300/200 Mtr) | 4 |  |  | Single Core | OEM |  | 4 SQMM X Single Core Unarmoured Copper CABLE | https://drive.google.com/file/d/18aDZdhQS8z4sf1u1MIsg0F-PFpdBb-X2/view?usp=sharing
2221 | LDC | Industrial Cable (Multistrand) | Industrial Cable |  | 29 | Coil ( 200 Mtr) | Finnolex | 19419 | 40 % | 32365 | IN STOCK | Copper | Unarmoured | BLACK | Class 5 (Flexible) |  | FRLSH (300/200 Mtr) | 4 |  |  | Single Core | OEM |  | 4 SQMM X Single Core Unarmoured Copper CABLE | https://drive.google.com/file/d/18aDZdhQS8z4sf1u1MIsg0F-PFpdBb-X2/view?usp=sharing
2222 | LDC | Industrial Cable (Multistrand) | Industrial Cable |  | 37 | Coil (90 Mtr) | Finnolex | 9534 | 40 % | 15890 | IN STOCK | Copper | Unarmoured | BLACK | Class 5 (Flexible) |  | FR | 6 |  |  | Single Core | OEM |  | 6 SQMM X Single Core Unarmoured Copper CABLE | https://drive.google.com/file/d/18aDZdhQS8z4sf1u1MIsg0F-PFpdBb-X2/view?usp=sharing
2223 | LDC | Industrial Cable (Multistrand) | Industrial Cable |  | 37 | Coil ( 200 Mtr) | Finnolex | 28692 | 40 % | 47820 | IN STOCK | Copper | Unarmoured | BLACK | Class 5 (Flexible) |  | FR (300/200 Mtr) | 6 |  |  | Single Core | OEM |  | 6 SQMM X Single Core Unarmoured Copper CABLE | https://drive.google.com/file/d/18aDZdhQS8z4sf1u1MIsg0F-PFpdBb-X2/view?usp=sharing
2224 | LDC | Industrial Cable (Multistrand) | Industrial Cable |  | 37 | Coil ( 200 Mtr) | Finnolex | 29046 | 40 % | 48410 | IN STOCK | Copper | Unarmoured | BLACK | Class 5 (Flexible) |  | FRLSH (300/200 Mtr) | 6 |  |  | Single Core | OEM |  | 6 SQMM X Single Core Unarmoured Copper CABLE | https://drive.google.com/file/d/18aDZdhQS8z4sf1u1MIsg0F-PFpdBb-X2/view?usp=sharing
2225 | LDC | Industrial Cable (Multistrand) | Industrial Cable |  | 45 | Coil ( 200 Mtr) | Finnolex | 0 | 40 % |  | IN STOCK | Copper | Unarmoured | BLACK | Class 5 (Flexible) |  | FR | 10 |  |  | Single Core | OEM |  | 10 SQMM X Single Core Unarmoured Copper CABLE | https://drive.google.com/file/d/18aDZdhQS8z4sf1u1MIsg0F-PFpdBb-X2/view?usp=sharing
2226 | LDC | Industrial Cable (Multistrand) | Industrial Cable |  | 45 | Coil ( 200 Mtr) | Finnolex | 49371 | 40 % | 82285 | IN STOCK | Copper | Unarmoured | BLACK | Class 5 (Flexible) |  | FR (300/200 Mtr) | 10 |  |  | Single Core | OEM |  | 10 SQMM X Single Core Unarmoured Copper CABLE | https://drive.google.com/file/d/18aDZdhQS8z4sf1u1MIsg0F-PFpdBb-X2/view?usp=sharing
2227 | LDC | Industrial Cable (Multistrand) | Industrial Cable |  | 45 | Coil ( 200 Mtr) | Finnolex | 49944 | 40 % | 83240 | IN STOCK | Copper | Unarmoured | BLACK | Class 5 (Flexible) |  | FRLSH (300/200 Mtr) | 10 |  |  | Single Core | OEM |  | 10 SQMM X Single Core Unarmoured Copper CABLE | https://drive.google.com/file/d/18aDZdhQS8z4sf1u1MIsg0F-PFpdBb-X2/view?usp=sharing
2228 | LDC | Industrial Cable (Multistrand) | Industrial Cable |  | 68 | Coil (90 Mtr) | Finnolex | 0 | 40 % |  | IN STOCK | Copper | Unarmoured | BLACK | Class 5 (Flexible) |  | FR | 16 |  |  | Single Core | OEM |  | 16 SQMM X Single Core Unarmoured Copper CABLE | https://drive.google.com/file/d/18aDZdhQS8z4sf1u1MIsg0F-PFpdBb-X2/view?usp=sharing
2229 | LDC | Industrial Cable (Multistrand) | Industrial Cable |  | 68 | Coil ( 200 Mtr) | Finnolex | 77673 | 40 % | 129455 | IN STOCK | Copper | Unarmoured | BLACK | Class 5 (Flexible) |  | FR (300/200 Mtr) | 16 |  |  | Single Core | OEM |  | 16 SQMM X Single Core Unarmoured Copper CABLE | https://drive.google.com/file/d/18aDZdhQS8z4sf1u1MIsg0F-PFpdBb-X2/view?usp=sharing
2230 | LDC | Industrial Cable (Multistrand) | Industrial Cable |  | 68 | Coil ( 200 Mtr) | Finnolex | 78447 | 40 % | 130745 | IN STOCK | Copper | Unarmoured | BLACK | Class 5 (Flexible) |  | FRLSH (300/200 Mtr) | 16 |  |  | Single Core | OEM |  | 16 SQMM X Single Core Unarmoured Copper CABLE | https://drive.google.com/file/d/18aDZdhQS8z4sf1u1MIsg0F-PFpdBb-X2/view?usp=sharing
2231 | LDC | Industrial Cable (Multistrand) | Industrial Cable |  | 7 | Coil (90 Mtr) | Finnolex | 1407 | 40 % | 2345 | IN STOCK | Copper | Unarmoured | RED | Class 5 (Flexible) |  | FR | 0.75 |  |  | Single Core | OEM |  | 0.75 SQMM X Single Core Unarmoured Copper CABLE | https://drive.google.com/file/d/19uQkDR57OfUtHwibjpW9T7pwpJK_GSsq/view?usp=sharing
2232 | LDC | Industrial Cable (Multistrand) | Industrial Cable |  | 7 | Coil (300/200 Mtr) | Finnolex | 5905.2 | 40 % | 9842 | IN STOCK | Copper | Unarmoured | RED | Class 5 (Flexible) |  | FR (300/200 Mtr) | 0.75 |  |  | Single Core | OEM |  | 0.75 SQMM X Single Core Unarmoured Copper CABLE | https://drive.google.com/file/d/19uQkDR57OfUtHwibjpW9T7pwpJK_GSsq/view?usp=sharing
2233 | LDC | Industrial Cable (Multistrand) | Industrial Cable |  | 7 | Coil (300/200 Mtr) | Finnolex | 6016.2 | 40 % | 10027 | IN STOCK | Copper | Unarmoured | RED | Class 5 (Flexible) |  | FRLSH (300/200 Mtr) | 0.75 |  |  | Single Core | OEM |  | 0.75 SQMM X Single Core Unarmoured Copper CABLE | https://drive.google.com/file/d/19uQkDR57OfUtHwibjpW9T7pwpJK_GSsq/view?usp=sharing
2234 | LDC | Industrial Cable (Multistrand) | Industrial Cable |  | 12 | Coil (90 Mtr) | Finnolex | 1887 | 40 % | 3145 | IN STOCK | Copper | Unarmoured | RED | Class 5 (Flexible) |  | FR | 1 |  |  | Single Core | OEM |  | 1 SQMM X Single Core Unarmoured Copper CABLE | https://drive.google.com/file/d/19uQkDR57OfUtHwibjpW9T7pwpJK_GSsq/view?usp=sharing
2235 | LDC | Industrial Cable (Multistrand) | Industrial Cable |  | 12 | Coil (300/200 Mtr) | Finnolex | 7581 | 40 % | 12635 | IN STOCK | Copper | Unarmoured | RED | Class 5 (Flexible) |  | FR (300/200 Mtr) | 1 |  |  | Single Core | OEM |  | 1 SQMM X Single Core Unarmoured Copper CABLE | https://drive.google.com/file/d/19uQkDR57OfUtHwibjpW9T7pwpJK_GSsq/view?usp=sharing
2236 | LDC | Industrial Cable (Multistrand) | Industrial Cable |  | 12 | Coil (300/200 Mtr) | Finnolex | 7719 | 40 % | 12865 | IN STOCK | Copper | Unarmoured | RED | Class 5 (Flexible) |  | FRLSH (300/200 Mtr) | 1 |  |  | Single Core | OEM |  | 1 SQMM X Single Core Unarmoured Copper CABLE | https://drive.google.com/file/d/19uQkDR57OfUtHwibjpW9T7pwpJK_GSsq/view?usp=sharing
2237 | LDC | Industrial Cable (Multistrand) | Industrial Cable |  | 16 | Coil (90 Mtr) | Finnolex | 2760 | 40 % | 4600 | IN STOCK | Copper | Unarmoured | RED | Class 5 (Flexible) |  | FR | 1.5 |  |  | Single Core | OEM |  | 1.5 SQMM X Single Core Unarmoured Copper CABLE | https://drive.google.com/file/d/19uQkDR57OfUtHwibjpW9T7pwpJK_GSsq/view?usp=sharing
2238 | LDC | Industrial Cable (Multistrand) | Industrial Cable |  | 16 | Coil (300/200 Mtr) | Finnolex | 11106 | 40 % | 18510 | IN STOCK | Copper | Unarmoured | RED | Class 5 (Flexible) |  | FR (300/200 Mtr) | 1.5 |  |  | Single Core | OEM |  | 1.5 SQMM X Single Core Unarmoured Copper CABLE | https://drive.google.com/file/d/19uQkDR57OfUtHwibjpW9T7pwpJK_GSsq/view?usp=sharing
2239 | LDC | Industrial Cable (Multistrand) | Industrial Cable |  | 16 | Coil (300/200 Mtr) | Finnolex | 11325 | 40 % | 18875 | IN STOCK | Copper | Unarmoured | RED | Class 5 (Flexible) |  | FRLSH (300/200 Mtr) | 1.5 |  |  | Single Core | OEM |  | 1.5 SQMM X Single Core Unarmoured Copper CABLE | https://drive.google.com/file/d/19uQkDR57OfUtHwibjpW9T7pwpJK_GSsq/view?usp=sharing
2240 | LDC | Industrial Cable (Multistrand) | Industrial Cable |  | 22 | Coil (90 Mtr) | Finnolex | 4356 | 40 % | 7260 | IN STOCK | Copper | Unarmoured | RED | Class 5 (Flexible) |  | FR | 2.5 |  |  | Single Core | OEM |  | 2.5 SQMM X Single Core Unarmoured Copper CABLE | https://drive.google.com/file/d/19uQkDR57OfUtHwibjpW9T7pwpJK_GSsq/view?usp=sharing
2241 | LDC | Industrial Cable (Multistrand) | Industrial Cable |  | 22 | Coil (300/200 Mtr) | Finnolex | 18435 | 40 % | 30725 | IN STOCK | Copper | Unarmoured | RED | Class 5 (Flexible) |  | FR (300/200 Mtr) | 2.5 |  |  | Single Core | OEM |  | 2.5 SQMM X Single Core Unarmoured Copper CABLE | https://drive.google.com/file/d/19uQkDR57OfUtHwibjpW9T7pwpJK_GSsq/view?usp=sharing
2242 | LDC | Industrial Cable (Multistrand) | Industrial Cable |  | 22 | Coil (300/200 Mtr) | Finnolex | 18744 | 40 % | 31240 | IN STOCK | Copper | Unarmoured | RED | Class 5 (Flexible) |  | FRLSH (300/200 Mtr) | 2.5 |  |  | Single Core | OEM |  | 2.5 SQMM X Single Core Unarmoured Copper CABLE | https://drive.google.com/file/d/19uQkDR57OfUtHwibjpW9T7pwpJK_GSsq/view?usp=sharing
2243 | LDC | Industrial Cable (Multistrand) | Industrial Cable |  | 29 | Coil (90 Mtr) | Finnolex | 6378 | 40 % | 10630 | IN STOCK | Copper | Unarmoured | RED | Class 5 (Flexible) |  | FR | 4 |  |  | Single Core | OEM |  | 4 SQMM X Single Core Unarmoured Copper CABLE | https://drive.google.com/file/d/19uQkDR57OfUtHwibjpW9T7pwpJK_GSsq/view?usp=sharing
2244 | LDC | Industrial Cable (Multistrand) | Industrial Cable |  | 29 | Coil (300/200 Mtr) | Finnolex | 19167 | 40 % | 31945 | IN STOCK | Copper | Unarmoured | RED | Class 5 (Flexible) |  | FR (300/200 Mtr) | 4 |  |  | Single Core | OEM |  | 4 SQMM X Single Core Unarmoured Copper CABLE | https://drive.google.com/file/d/19uQkDR57OfUtHwibjpW9T7pwpJK_GSsq/view?usp=sharing
2245 | LDC | Industrial Cable (Multistrand) | Industrial Cable |  | 29 | Coil (300/200 Mtr) | Finnolex | 19419 | 40 % | 32365 | IN STOCK | Copper | Unarmoured | RED | Class 5 (Flexible) |  | FRLSH (300/200 Mtr) | 4 |  |  | Single Core | OEM |  | 4 SQMM X Single Core Unarmoured Copper CABLE | https://drive.google.com/file/d/19uQkDR57OfUtHwibjpW9T7pwpJK_GSsq/view?usp=sharing
2246 | LDC | Industrial Cable (Multistrand) | Industrial Cable |  | 37 | Coil (90 Mtr) | Finnolex | 9534 | 40 % | 15890 | IN STOCK | Copper | Unarmoured | RED | Class 5 (Flexible) |  | FR | 6 |  |  | Single Core | OEM |  | 6 SQMM X Single Core Unarmoured Copper CABLE | https://drive.google.com/file/d/19uQkDR57OfUtHwibjpW9T7pwpJK_GSsq/view?usp=sharing
2247 | LDC | Industrial Cable (Multistrand) | Industrial Cable |  | 37 | Coil (300/200 Mtr) | Finnolex | 28692 | 40 % | 47820 | IN STOCK | Copper | Unarmoured | RED | Class 5 (Flexible) |  | FR (300/200 Mtr) | 6 |  |  | Single Core | OEM |  | 6 SQMM X Single Core Unarmoured Copper CABLE | https://drive.google.com/file/d/19uQkDR57OfUtHwibjpW9T7pwpJK_GSsq/view?usp=sharing
2248 | LDC | Industrial Cable (Multistrand) | Industrial Cable |  | 37 | Coil (300/200 Mtr) | Finnolex | 29046 | 40 % | 48410 | IN STOCK | Copper | Unarmoured | RED | Class 5 (Flexible) |  | FRLSH (300/200 Mtr) | 6 |  |  | Single Core | OEM |  | 6 SQMM X Single Core Unarmoured Copper CABLE | https://drive.google.com/file/d/19uQkDR57OfUtHwibjpW9T7pwpJK_GSsq/view?usp=sharing
2249 | LDC | Industrial Cable (Multistrand) | Industrial Cable |  | 45 | Coil (90 Mtr) | Finnolex | 0 | 40 % |  | IN STOCK | Copper | Unarmoured | RED | Class 5 (Flexible) |  | FR | 10 |  |  | Single Core | OEM |  | 10 SQMM X Single Core Unarmoured Copper CABLE | https://drive.google.com/file/d/19uQkDR57OfUtHwibjpW9T7pwpJK_GSsq/view?usp=sharing
2250 | LDC | Industrial Cable (Multistrand) | Industrial Cable |  | 45 | Coil (300/200 Mtr) | Finnolex | 49371 | 40 % | 82285 | IN STOCK | Copper | Unarmoured | RED | Class 5 (Flexible) |  | FR (300/200 Mtr) | 10 |  |  | Single Core | OEM |  | 10 SQMM X Single Core Unarmoured Copper CABLE | https://drive.google.com/file/d/19uQkDR57OfUtHwibjpW9T7pwpJK_GSsq/view?usp=sharing
2251 | LDC | Industrial Cable (Multistrand) | Industrial Cable |  | 45 | Coil (300/200 Mtr) | Finnolex | 49944 | 40 % | 83240 | IN STOCK | Copper | Unarmoured | RED | Class 5 (Flexible) |  | FRLSH (300/200 Mtr) | 10 |  |  | Single Core | OEM |  | 10 SQMM X Single Core Unarmoured Copper CABLE | https://drive.google.com/file/d/19uQkDR57OfUtHwibjpW9T7pwpJK_GSsq/view?usp=sharing
2252 | LDC | Industrial Cable (Multistrand) | Industrial Cable |  | 68 | Coil (90 Mtr) | Finnolex | 0 | 40 % |  | IN STOCK | Copper | Unarmoured | RED | Class 5 (Flexible) |  | FR | 16 |  |  | Single Core | OEM |  | 16 SQMM X Single Core Unarmoured Copper CABLE | https://drive.google.com/file/d/19uQkDR57OfUtHwibjpW9T7pwpJK_GSsq/view?usp=sharing
2253 | LDC | Industrial Cable (Multistrand) | Industrial Cable |  | 68 | Coil (300/200 Mtr) | Finnolex | 77673 | 40 % | 129455 | IN STOCK | Copper | Unarmoured | RED | Class 5 (Flexible) |  | FR (300/200 Mtr) | 16 |  |  | Single Core | OEM |  | 16 SQMM X Single Core Unarmoured Copper CABLE | https://drive.google.com/file/d/19uQkDR57OfUtHwibjpW9T7pwpJK_GSsq/view?usp=sharing
2254 | LDC | Industrial Cable (Multistrand) | Industrial Cable |  | 12 | Coil (300/200 Mtr) | Finnolex | 0 | 40 % |  | IN STOCK | Copper | Unarmoured | YELLOW | Class 5 (Flexible) |  | FR (300/200 Mtr) | 1 |  |  | Single Core | OEM |  | 1 SQMM X Single Core Unarmoured Copper CABLE | https://drive.google.com/file/d/1F3-my97IYwcVmagydQ0VEWdM9aExfuSC/view?usp=sharing
2255 | LDC | Industrial Cable (Multistrand) | Industrial Cable |  | 12 | Coil (90 Mtr) | Finnolex | 0 | 40 % |  | IN STOCK | Copper | Unarmoured | YELLOW | Class 5 (Flexible) |  | FR | 1 |  |  | Single Core | OEM |  | 1 SQMM X Single Core Unarmoured Copper CABLE | https://drive.google.com/file/d/1F3-my97IYwcVmagydQ0VEWdM9aExfuSC/view?usp=sharing
2256 | LDC | Industrial Cable (Multistrand) | Industrial Cable |  | 12 | Coil (300/200 Mtr) | Finnolex | 0 | 40 % |  | IN STOCK | Copper | Unarmoured | YELLOW | Class 5 (Flexible) |  | FRLSH (300/200 Mtr) | 1 |  |  | Single Core | OEM |  | 1 SQMM X Single Core Unarmoured Copper CABLE | https://drive.google.com/file/d/1F3-my97IYwcVmagydQ0VEWdM9aExfuSC/view?usp=sharing
2257 | LDC | Industrial Cable (Multistrand) | Industrial Cable |  | 7 | Coil (300/200 Mtr) | Finnolex | 0 | 40 % |  | IN STOCK | Copper | Unarmoured | YELLOW | Class 5 (Flexible) |  | FRLSH (300/200 Mtr) | 0.75 |  |  | Single Core | OEM |  | 0.75 SQMM X Single Core Unarmoured Copper CABLE | https://drive.google.com/file/d/1F3-my97IYwcVmagydQ0VEWdM9aExfuSC/view?usp=sharing
2258 | LDC | Industrial Cable (Multistrand) | Industrial Cable |  | 16 | Coil (90 Mtr) | Finnolex | 0 | 40 % |  | IN STOCK | Copper | Unarmoured | YELLOW | Class 5 (Flexible) |  | FR | 1.5 |  |  | Single Core | OEM |  | 1.5 SQMM X Single Core Unarmoured Copper CABLE | https://drive.google.com/file/d/1F3-my97IYwcVmagydQ0VEWdM9aExfuSC/view?usp=sharing
2259 | LDC | Industrial Cable (Multistrand) | Industrial Cable |  | 16 | Coil (300/200 Mtr) | Finnolex | 0 | 40 % |  | IN STOCK | Copper | Unarmoured | YELLOW | Class 5 (Flexible) |  | FR (300/200 Mtr) | 1.5 |  |  | Single Core | OEM |  | 1.5 SQMM X Single Core Unarmoured Copper CABLE | https://drive.google.com/file/d/1F3-my97IYwcVmagydQ0VEWdM9aExfuSC/view?usp=sharing
2260 | LDC | Industrial Cable (Multistrand) | Industrial Cable |  | 16 | Coil (300/200 Mtr) | Finnolex | 0 | 40 % |  | IN STOCK | Copper | Unarmoured | YELLOW | Class 5 (Flexible) |  | FRLSH (300/200 Mtr) | 1.5 |  |  | Single Core | OEM |  | 1.5 SQMM X Single Core Unarmoured Copper CABLE | https://drive.google.com/file/d/1F3-my97IYwcVmagydQ0VEWdM9aExfuSC/view?usp=sharing
2261 | LDC | Industrial Cable (Multistrand) | Industrial Cable |  | 22 | Coil (90 Mtr) | Finnolex | 0 | 40 % |  | IN STOCK | Copper | Unarmoured | YELLOW | Class 5 (Flexible) |  | FR | 2.5 |  |  | Single Core | OEM |  | 2.5 SQMM X Single Core Unarmoured Copper CABLE | https://drive.google.com/file/d/1F3-my97IYwcVmagydQ0VEWdM9aExfuSC/view?usp=sharing
2262 | LDC | Industrial Cable (Multistrand) | Industrial Cable |  | 22 | Coil (300/200 Mtr) | Finnolex | 0 | 40 % |  | IN STOCK | Copper | Unarmoured | YELLOW | Class 5 (Flexible) |  | FR (300/200 Mtr) | 2.5 |  |  | Single Core | OEM |  | 2.5 SQMM X Single Core Unarmoured Copper CABLE | https://drive.google.com/file/d/1F3-my97IYwcVmagydQ0VEWdM9aExfuSC/view?usp=sharing
2263 | LDC | Industrial Cable (Multistrand) | Industrial Cable |  | 22 | Coil (300/200 Mtr) | Finnolex | 0 | 40 % |  | IN STOCK | Copper | Unarmoured | YELLOW | Class 5 (Flexible) |  | FRLSH (300/200 Mtr) | 2.5 |  |  | Single Core | OEM |  | 2.5 SQMM X Single Core Unarmoured Copper CABLE | https://drive.google.com/file/d/1F3-my97IYwcVmagydQ0VEWdM9aExfuSC/view?usp=sharing
2264 | LDC | Industrial Cable (Multistrand) | Industrial Cable |  | 29 | Coil (90 Mtr) | Finnolex | 0 | 40 % |  | IN STOCK | Copper | Unarmoured | YELLOW | Class 5 (Flexible) |  | FR | 4 |  |  | Single Core | OEM |  | 4 SQMM X Single Core Unarmoured Copper CABLE | https://drive.google.com/file/d/1F3-my97IYwcVmagydQ0VEWdM9aExfuSC/view?usp=sharing
2265 | LDC | Industrial Cable (Multistrand) | Industrial Cable |  | 29 | Coil (300/200 Mtr) | Finnolex | 0 | 40 % |  | IN STOCK | Copper | Unarmoured | YELLOW | Class 5 (Flexible) |  | FR (300/200 Mtr) | 4 |  |  | Single Core | OEM |  | 4 SQMM X Single Core Unarmoured Copper CABLE | https://drive.google.com/file/d/1F3-my97IYwcVmagydQ0VEWdM9aExfuSC/view?usp=sharing
2266 | LDC | Industrial Cable (Multistrand) | Industrial Cable |  | 29 | Coil (300/200 Mtr) | Finnolex | 0 | 40 % |  | IN STOCK | Copper | Unarmoured | YELLOW | Class 5 (Flexible) |  | FRLSH (300/200 Mtr) | 4 |  |  | Single Core | OEM |  | 4 SQMM X Single Core Unarmoured Copper CABLE | https://drive.google.com/file/d/1F3-my97IYwcVmagydQ0VEWdM9aExfuSC/view?usp=sharing
2267 | LDC | Industrial Cable (Multistrand) | Industrial Cable |  | 37 | Coil (90 Mtr) | Finnolex | 0 | 40 % |  | IN STOCK | Copper | Unarmoured | YELLOW | Class 5 (Flexible) |  | FR | 6 |  |  | Single Core | OEM |  | 6 SQMM X Single Core Unarmoured Copper CABLE | https://drive.google.com/file/d/1F3-my97IYwcVmagydQ0VEWdM9aExfuSC/view?usp=sharing
2268 | LDC | Industrial Cable (Multistrand) | Industrial Cable |  | 37 | Coil (300/200 Mtr) | Finnolex | 0 | 40 % |  | IN STOCK | Copper | Unarmoured | YELLOW | Class 5 (Flexible) |  | FR (300/200 Mtr) | 6 |  |  | Single Core | OEM |  | 6 SQMM X Single Core Unarmoured Copper CABLE | https://drive.google.com/file/d/1F3-my97IYwcVmagydQ0VEWdM9aExfuSC/view?usp=sharing
2269 | LDC | Industrial Cable (Multistrand) | Industrial Cable |  | 37 | Coil (300/200 Mtr) | Finnolex | 0 | 40 % |  | IN STOCK | Copper | Unarmoured | YELLOW | Class 5 (Flexible) |  | FRLSH (300/200 Mtr) | 6 |  |  | Single Core | OEM |  | 6 SQMM X Single Core Unarmoured Copper CABLE | https://drive.google.com/file/d/1F3-my97IYwcVmagydQ0VEWdM9aExfuSC/view?usp=sharing
2270 | LDC | Industrial Cable (Multistrand) | Industrial Cable |  | 45 | Coil (90 Mtr) | Finnolex | 0 | 40 % |  | IN STOCK | Copper | Unarmoured | YELLOW | Class 5 (Flexible) |  | FR | 10 |  |  | Single Core | OEM |  | 10 SQMM X Single Core Unarmoured Copper CABLE | https://drive.google.com/file/d/1F3-my97IYwcVmagydQ0VEWdM9aExfuSC/view?usp=sharing
2271 | LDC | Industrial Cable (Multistrand) | Industrial Cable |  | 45 | Coil (300/200 Mtr) | Finnolex | 0 | 40 % |  | IN STOCK | Copper | Unarmoured | YELLOW | Class 5 (Flexible) |  | FR (300/200 Mtr) | 10 |  |  | Single Core | OEM |  | 10 SQMM X Single Core Unarmoured Copper CABLE | https://drive.google.com/file/d/1F3-my97IYwcVmagydQ0VEWdM9aExfuSC/view?usp=sharing
2272 | LDC | Industrial Cable (Multistrand) | Industrial Cable |  | 45 | Coil (300/200 Mtr) | Finnolex | 0 | 40 % |  | IN STOCK | Copper | Unarmoured | YELLOW | Class 5 (Flexible) |  | FRLSH (300/200 Mtr) | 10 |  |  | Single Core | OEM |  | 10 SQMM X Single Core Unarmoured Copper CABLE | https://drive.google.com/file/d/1F3-my97IYwcVmagydQ0VEWdM9aExfuSC/view?usp=sharing
2273 | LDC | Industrial Cable (Multistrand) | Industrial Cable |  | 68 | Coil (90 Mtr) | Finnolex | 0 | 40 % |  | IN STOCK | Copper | Unarmoured | YELLOW | Class 5 (Flexible) |  | FR | 16 |  |  | Single Core | OEM |  | 16 SQMM X Single Core Unarmoured Copper CABLE | https://drive.google.com/file/d/1F3-my97IYwcVmagydQ0VEWdM9aExfuSC/view?usp=sharing
2274 | LDC | Industrial Cable (Multistrand) | Industrial Cable |  | 68 | Coil (300/200 Mtr) | Finnolex | 0 | 40 % |  | IN STOCK | Copper | Unarmoured | YELLOW | Class 5 (Flexible) |  | FR (300/200 Mtr) | 16 |  |  | Single Core | OEM |  | 16 SQMM X Single Core Unarmoured Copper CABLE | https://drive.google.com/file/d/1F3-my97IYwcVmagydQ0VEWdM9aExfuSC/view?usp=sharing
2275 | LDC | Industrial Cable (Multistrand) | Industrial Cable |  | 68 | Coil (300/200 Mtr) | Finnolex | 0 | 40 % |  | IN STOCK | Copper | Unarmoured | YELLOW | Class 5 (Flexible) |  | FRLSH (300/200 Mtr) | 16 |  |  | Single Core | OEM |  | 16 SQMM X Single Core Unarmoured Copper CABLE | https://drive.google.com/file/d/1F3-my97IYwcVmagydQ0VEWdM9aExfuSC/view?usp=sharing
2276 | LDC | Industrial Cable (Multistrand) | Industrial Cable |  | 7 | Coil (90 Mtr) | Finnolex | 0 | 40 % |  | IN STOCK | Copper | Unarmoured | BLUE | Class 5 (Flexible) |  | FR | 0.75 |  |  | Single Core | OEM |  | 0.75 SQMM X Single Core Unarmoured Copper CABLE | https://drive.google.com/file/d/19uQkDR57OfUtHwibjpW9T7pwpJK_GSsq/view?usp=sharing
2277 | LDC | Industrial Cable (Multistrand) | Industrial Cable |  | 7 | Coil (300/200 Mtr) | Finnolex | 0 | 40 % |  | IN STOCK | Copper | Unarmoured | BLUE | Class 5 (Flexible) |  | FR (300/200 Mtr) | 0.75 |  |  | Single Core | OEM |  | 0.75 SQMM X Single Core Unarmoured Copper CABLE | https://drive.google.com/file/d/19uQkDR57OfUtHwibjpW9T7pwpJK_GSsq/view?usp=sharing
2278 | LDC | Industrial Cable (Multistrand) | Industrial Cable |  | 7 | Coil (300/200 Mtr) | Finnolex | 0 | 40 % |  | IN STOCK | Copper | Unarmoured | BLUE | Class 5 (Flexible) |  | FRLSH (300/200 Mtr) | 0.75 |  |  | Single Core | OEM |  | 0.75 SQMM X Single Core Unarmoured Copper CABLE | https://drive.google.com/file/d/19uQkDR57OfUtHwibjpW9T7pwpJK_GSsq/view?usp=sharing
2279 | LDC | Industrial Cable (Multistrand) | Industrial Cable |  | 12 | Coil (90 Mtr) | Finnolex | 0 | 40 % |  | IN STOCK | Copper | Unarmoured | BLUE | Class 5 (Flexible) |  | FR | 1 |  |  | Single Core | OEM |  | 1 SQMM X Single Core Unarmoured Copper CABLE | https://drive.google.com/file/d/19uQkDR57OfUtHwibjpW9T7pwpJK_GSsq/view?usp=sharing
2280 | LDC | Industrial Cable (Multistrand) | Industrial Cable |  | 12 | Coil (300/200 Mtr) | Finnolex | 0 | 40 % |  | IN STOCK | Copper | Unarmoured | BLUE | Class 5 (Flexible) |  | FR (300/200 Mtr) | 1 |  |  | Single Core | OEM |  | 1 SQMM X Single Core Unarmoured Copper CABLE | https://drive.google.com/file/d/19uQkDR57OfUtHwibjpW9T7pwpJK_GSsq/view?usp=sharing
2281 | LDC | Industrial Cable (Multistrand) | Industrial Cable |  | 12 | Coil (300/200 Mtr) | Finnolex | 0 | 40 % |  | IN STOCK | Copper | Unarmoured | BLUE | Class 5 (Flexible) |  | FRLSH (300/200 Mtr) | 1 |  |  | Single Core | OEM |  | 1 SQMM X Single Core Unarmoured Copper CABLE | https://drive.google.com/file/d/19uQkDR57OfUtHwibjpW9T7pwpJK_GSsq/view?usp=sharing
2282 | LDC | Industrial Cable (Multistrand) | Industrial Cable |  | 16 | Coil (90 Mtr) | Finnolex | 0 | 40 % |  | IN STOCK | Copper | Unarmoured | BLUE | Class 5 (Flexible) |  | FR | 1.5 |  |  | Single Core | OEM |  | 1.5 SQMM X Single Core Unarmoured Copper CABLE | https://drive.google.com/file/d/19uQkDR57OfUtHwibjpW9T7pwpJK_GSsq/view?usp=sharing
2283 | LDC | Industrial Cable (Multistrand) | Industrial Cable |  | 16 | Coil (300/200 Mtr) | Finnolex | 0 | 40 % |  | IN STOCK | Copper | Unarmoured | BLUE | Class 5 (Flexible) |  | FR (300/200 Mtr) | 1.5 |  |  | Single Core | OEM |  | 1.5 SQMM X Single Core Unarmoured Copper CABLE | https://drive.google.com/file/d/19uQkDR57OfUtHwibjpW9T7pwpJK_GSsq/view?usp=sharing
2284 | LDC | Industrial Cable (Multistrand) | Industrial Cable |  | 16 | Coil (300/200 Mtr) | Finnolex | 0 | 40 % |  | IN STOCK | Copper | Unarmoured | BLUE | Class 5 (Flexible) |  | FRLSH (300/200 Mtr) | 1.5 |  |  | Single Core | OEM |  | 1.5 SQMM X Single Core Unarmoured Copper CABLE | https://drive.google.com/file/d/19uQkDR57OfUtHwibjpW9T7pwpJK_GSsq/view?usp=sharing
2285 | LDC | Industrial Cable (Multistrand) | Industrial Cable |  | 22 | Coil (90 Mtr) | Finnolex | 0 | 40 % |  | IN STOCK | Copper | Unarmoured | BLUE | Class 5 (Flexible) |  | FR | 2.5 |  |  | Single Core | OEM |  | 2.5 SQMM X Single Core Unarmoured Copper CABLE | https://drive.google.com/file/d/19uQkDR57OfUtHwibjpW9T7pwpJK_GSsq/view?usp=sharing
2286 | LDC | Industrial Cable (Multistrand) | Industrial Cable |  | 22 | Coil (300/200 Mtr) | Finnolex | 0 | 40 % |  | IN STOCK | Copper | Unarmoured | BLUE | Class 5 (Flexible) |  | FR (300/200 Mtr) | 2.5 |  |  | Single Core | OEM |  | 2.5 SQMM X Single Core Unarmoured Copper CABLE | https://drive.google.com/file/d/19uQkDR57OfUtHwibjpW9T7pwpJK_GSsq/view?usp=sharing
2287 | LDC | Industrial Cable (Multistrand) | Industrial Cable |  | 22 | Coil (300/200 Mtr) | Finnolex | 0 | 40 % |  | IN STOCK | Copper | Unarmoured | BLUE | Class 5 (Flexible) |  | FRLSH (300/200 Mtr) | 2.5 |  |  | Single Core | OEM |  | 2.5 SQMM X Single Core Unarmoured Copper CABLE | https://drive.google.com/file/d/19uQkDR57OfUtHwibjpW9T7pwpJK_GSsq/view?usp=sharing
2288 | LDC | Industrial Cable (Multistrand) | Industrial Cable |  | 29 | Coil (90 Mtr) | Finnolex | 0 | 40 % |  | IN STOCK | Copper | Unarmoured | BLUE | Class 5 (Flexible) |  | FR | 4 |  |  | Single Core | OEM |  | 4 SQMM X Single Core Unarmoured Copper CABLE | https://drive.google.com/file/d/19uQkDR57OfUtHwibjpW9T7pwpJK_GSsq/view?usp=sharing
2289 | LDC | Industrial Cable (Multistrand) | Industrial Cable |  | 29 | Coil (300/200 Mtr) | Finnolex | 0 | 40 % |  | IN STOCK | Copper | Unarmoured | BLUE | Class 5 (Flexible) |  | FR (300/200 Mtr) | 4 |  |  | Single Core | OEM |  | 4 SQMM X Single Core Unarmoured Copper CABLE | https://drive.google.com/file/d/19uQkDR57OfUtHwibjpW9T7pwpJK_GSsq/view?usp=sharing
2290 | LDC | Industrial Cable (Multistrand) | Industrial Cable |  | 29 | Coil (300/200 Mtr) | Finnolex | 0 | 40 % |  | IN STOCK | Copper | Unarmoured | BLUE | Class 5 (Flexible) |  | FRLSH (300/200 Mtr) | 4 |  |  | Single Core | OEM |  | 4 SQMM X Single Core Unarmoured Copper CABLE | https://drive.google.com/file/d/19uQkDR57OfUtHwibjpW9T7pwpJK_GSsq/view?usp=sharing
2291 | LDC | Industrial Cable (Multistrand) | Industrial Cable |  | 37 | Coil (90 Mtr) | Finnolex | 0 | 40 % |  | IN STOCK | Copper | Unarmoured | BLUE | Class 5 (Flexible) |  | FR | 6 |  |  | Single Core | OEM |  | 6 SQMM X Single Core Unarmoured Copper CABLE | https://drive.google.com/file/d/19uQkDR57OfUtHwibjpW9T7pwpJK_GSsq/view?usp=sharing
2292 | LDC | Industrial Cable (Multistrand) | Industrial Cable |  | 37 | Coil (300/200 Mtr) | Finnolex | 0 | 40 % |  | IN STOCK | Copper | Unarmoured | BLUE | Class 5 (Flexible) |  | FR (300/200 Mtr) | 6 |  |  | Single Core | OEM |  | 6 SQMM X Single Core Unarmoured Copper CABLE | https://drive.google.com/file/d/19uQkDR57OfUtHwibjpW9T7pwpJK_GSsq/view?usp=sharing
2293 | LDC | Industrial Cable (Multistrand) | Industrial Cable |  | 37 | Coil (300/200 Mtr) | Finnolex | 0 | 40 % |  | IN STOCK | Copper | Unarmoured | BLUE | Class 5 (Flexible) |  | FRLSH (300/200 Mtr) | 6 |  |  | Single Core | OEM |  | 6 SQMM X Single Core Unarmoured Copper CABLE | https://drive.google.com/file/d/19uQkDR57OfUtHwibjpW9T7pwpJK_GSsq/view?usp=sharing
2294 | LDC | Industrial Cable (Multistrand) | Industrial Cable |  | 45 | Coil (90 Mtr) | Finnolex | 0 | 40 % |  | IN STOCK | Copper | Unarmoured | BLUE | Class 5 (Flexible) |  | FR | 10 |  |  | Single Core | OEM |  | 10 SQMM X Single Core Unarmoured Copper CABLE | https://drive.google.com/file/d/19uQkDR57OfUtHwibjpW9T7pwpJK_GSsq/view?usp=sharing
2295 | LDC | Industrial Cable (Multistrand) | Industrial Cable |  | 45 | Coil (300/200 Mtr) | Finnolex | 0 | 40 % |  | IN STOCK | Copper | Unarmoured | BLUE | Class 5 (Flexible) |  | FR (300/200 Mtr) | 10 |  |  | Single Core | OEM |  | 10 SQMM X Single Core Unarmoured Copper CABLE | https://drive.google.com/file/d/19uQkDR57OfUtHwibjpW9T7pwpJK_GSsq/view?usp=sharing
2296 | LDC | Industrial Cable (Multistrand) | Industrial Cable |  | 45 | Coil (300/200 Mtr) | Finnolex | 0 | 40 % |  | IN STOCK | Copper | Unarmoured | BLUE | Class 5 (Flexible) |  | FRLSH (300/200 Mtr) | 10 |  |  | Single Core | OEM |  | 10 SQMM X Single Core Unarmoured Copper CABLE | https://drive.google.com/file/d/19uQkDR57OfUtHwibjpW9T7pwpJK_GSsq/view?usp=sharing
2297 | LDC | Industrial Cable (Multistrand) | Industrial Cable |  | 68 | Coil (90 Mtr) | Finnolex | 0 | 40 % |  | IN STOCK | Copper | Unarmoured | BLUE | Class 5 (Flexible) |  | FR | 16 |  |  | Single Core | OEM |  | 16 SQMM X Single Core Unarmoured Copper CABLE | https://drive.google.com/file/d/19uQkDR57OfUtHwibjpW9T7pwpJK_GSsq/view?usp=sharing
2298 | LDC | Industrial Cable (Multistrand) | Industrial Cable |  | 68 | Coil (300/200 Mtr) | Finnolex | 0 | 40 % |  | IN STOCK | Copper | Unarmoured | BLUE | Class 5 (Flexible) |  | FR (300/200 Mtr) | 16 |  |  | Single Core | OEM |  | 16 SQMM X Single Core Unarmoured Copper CABLE | https://drive.google.com/file/d/19uQkDR57OfUtHwibjpW9T7pwpJK_GSsq/view?usp=sharing
2299 | LDC | Industrial Cable (Multistrand) | Industrial Cable |  | 68 | Coil (300/200 Mtr) | Finnolex | 0 | 40 % |  | IN STOCK | Copper | Unarmoured | BLUE | Class 5 (Flexible) |  | FRLSH (300/200 Mtr) | 16 |  |  | Single Core | OEM |  | 16 SQMM X Single Core Unarmoured Copper CABLE | https://drive.google.com/file/d/19uQkDR57OfUtHwibjpW9T7pwpJK_GSsq/view?usp=sharing
2300 | LDC | Industrial Cable (Multistrand) | Industrial Cable |  | 7 | Coil (90 Mtr) | Finnolex | 0 | 40 % |  | IN STOCK | Copper | Unarmoured | GREEN | Class 5 (Flexible) |  | FR | 0.75 |  |  | Single Core | OEM |  | 0.75 SQMM X Single Core Unarmoured Copper CABLE | https://drive.google.com/file/d/1ct2s7xhO0KTIi6zOxSJyrXz08x02sSDz/view?usp=sharing
2301 | LDC | Industrial Cable (Multistrand) | Industrial Cable |  | 7 | Coil (300/200 Mtr) | Finnolex | 0 | 40 % |  | IN STOCK | Copper | Unarmoured | GREEN | Class 5 (Flexible) |  | FR (300/200 Mtr) | 0.75 |  |  | Single Core | OEM |  | 0.75 SQMM X Single Core Unarmoured Copper CABLE | https://drive.google.com/file/d/1ct2s7xhO0KTIi6zOxSJyrXz08x02sSDz/view?usp=sharing
2302 | LDC | Industrial Cable (Multistrand) | Industrial Cable |  | 7 | Coil (300/200 Mtr) | Finnolex | 0 | 40 % |  | IN STOCK | Copper | Unarmoured | GREEN | Class 5 (Flexible) |  | FRLSH (300/200 Mtr) | 0.75 |  |  | Single Core | OEM |  | 0.75 SQMM X Single Core Unarmoured Copper CABLE | https://drive.google.com/file/d/1ct2s7xhO0KTIi6zOxSJyrXz08x02sSDz/view?usp=sharing
2303 | LDC | Industrial Cable (Multistrand) | Industrial Cable |  | 12 | Coil (90 Mtr) | Finnolex | 0 | 40 % |  | IN STOCK | Copper | Unarmoured | GREEN | Class 5 (Flexible) |  | FR | 1 |  |  | Single Core | OEM |  | 1 SQMM X Single Core Unarmoured Copper CABLE | https://drive.google.com/file/d/1ct2s7xhO0KTIi6zOxSJyrXz08x02sSDz/view?usp=sharing
2304 | LDC | Industrial Cable (Multistrand) | Industrial Cable |  | 12 | Coil (300/200 Mtr) | Finnolex | 0 | 40 % |  | IN STOCK | Copper | Unarmoured | GREEN | Class 5 (Flexible) |  | FR (300/200 Mtr) | 1 |  |  | Single Core | OEM |  | 1 SQMM X Single Core Unarmoured Copper CABLE | https://drive.google.com/file/d/1ct2s7xhO0KTIi6zOxSJyrXz08x02sSDz/view?usp=sharing
2305 | LDC | Industrial Cable (Multistrand) | Industrial Cable |  | 12 | Coil (300/200 Mtr) | Finnolex | 0 | 40 % |  | IN STOCK | Copper | Unarmoured | GREEN | Class 5 (Flexible) |  | FRLSH (300/200 Mtr) | 1 |  |  | Single Core | OEM |  | 1 SQMM X Single Core Unarmoured Copper CABLE | https://drive.google.com/file/d/1ct2s7xhO0KTIi6zOxSJyrXz08x02sSDz/view?usp=sharing
2306 | LDC | Industrial Cable (Multistrand) | Industrial Cable |  | 16 | Coil (90 Mtr) | Finnolex | 0 | 40 % |  | IN STOCK | Copper | Unarmoured | GREEN | Class 5 (Flexible) |  | FR | 1.5 |  |  | Single Core | OEM |  | 1.5 SQMM X Single Core Unarmoured Copper CABLE | https://drive.google.com/file/d/1ct2s7xhO0KTIi6zOxSJyrXz08x02sSDz/view?usp=sharing
2307 | LDC | Industrial Cable (Multistrand) | Industrial Cable |  | 16 | Coil (300/200 Mtr) | Finnolex | 0 | 40 % |  | IN STOCK | Copper | Unarmoured | GREEN | Class 5 (Flexible) |  | FR (300/200 Mtr) | 1.5 |  |  | Single Core | OEM |  | 1.5 SQMM X Single Core Unarmoured Copper CABLE | https://drive.google.com/file/d/1ct2s7xhO0KTIi6zOxSJyrXz08x02sSDz/view?usp=sharing
2308 | LDC | Industrial Cable (Multistrand) | Industrial Cable |  | 16 | Coil (300/200 Mtr) | Finnolex | 0 | 40 % |  | IN STOCK | Copper | Unarmoured | GREEN | Class 5 (Flexible) |  | FRLSH (300/200 Mtr) | 1.5 |  |  | Single Core | OEM |  | 1.5 SQMM X Single Core Unarmoured Copper CABLE | https://drive.google.com/file/d/1ct2s7xhO0KTIi6zOxSJyrXz08x02sSDz/view?usp=sharing
2309 | LDC | Industrial Cable (Multistrand) | Industrial Cable |  | 22 | Coil (90 Mtr) | Finnolex | 0 | 40 % |  | IN STOCK | Copper | Unarmoured | GREEN | Class 5 (Flexible) |  | FR | 2.5 |  |  | Single Core | OEM |  | 2.5 SQMM X Single Core Unarmoured Copper CABLE | https://drive.google.com/file/d/1ct2s7xhO0KTIi6zOxSJyrXz08x02sSDz/view?usp=sharing
2310 | LDC | Industrial Cable (Multistrand) | Industrial Cable |  | 22 | Coil (300/200 Mtr) | Finnolex | 0 | 40 % |  | IN STOCK | Copper | Unarmoured | GREEN | Class 5 (Flexible) |  | FR (300/200 Mtr) | 2.5 |  |  | Single Core | OEM |  | 2.5 SQMM X Single Core Unarmoured Copper CABLE | https://drive.google.com/file/d/1ct2s7xhO0KTIi6zOxSJyrXz08x02sSDz/view?usp=sharing
2311 | LDC | Industrial Cable (Multistrand) | Industrial Cable |  | 22 | Coil (300/200 Mtr) | Finnolex | 0 | 40 % |  | IN STOCK | Copper | Unarmoured | GREEN | Class 5 (Flexible) |  | FRLSH (300/200 Mtr) | 2.5 |  |  | Single Core | OEM |  | 2.5 SQMM X Single Core Unarmoured Copper CABLE | https://drive.google.com/file/d/1ct2s7xhO0KTIi6zOxSJyrXz08x02sSDz/view?usp=sharing
2312 | LDC | Industrial Cable (Multistrand) | Industrial Cable |  | 29 | Coil (90 Mtr) | Finnolex | 0 | 40 % |  | IN STOCK | Copper | Unarmoured | GREEN | Class 5 (Flexible) |  | FR | 4 |  |  | Single Core | OEM |  | 4 SQMM X Single Core Unarmoured Copper CABLE | https://drive.google.com/file/d/1ct2s7xhO0KTIi6zOxSJyrXz08x02sSDz/view?usp=sharing
2313 | LDC | Industrial Cable (Multistrand) | Industrial Cable |  | 29 | Coil (300/200 Mtr) | Finnolex | 0 | 40 % |  | IN STOCK | Copper | Unarmoured | GREEN | Class 5 (Flexible) |  | FR (300/200 Mtr) | 4 |  |  | Single Core | OEM |  | 4 SQMM X Single Core Unarmoured Copper CABLE | https://drive.google.com/file/d/1ct2s7xhO0KTIi6zOxSJyrXz08x02sSDz/view?usp=sharing
2314 | LDC | Industrial Cable (Multistrand) | Industrial Cable |  | 29 | Coil (300/200 Mtr) | Finnolex | 0 | 40 % |  | IN STOCK | Copper | Unarmoured | GREEN | Class 5 (Flexible) |  | FRLSH (300/200 Mtr) | 4 |  |  | Single Core | OEM |  | 4 SQMM X Single Core Unarmoured Copper CABLE | https://drive.google.com/file/d/1ct2s7xhO0KTIi6zOxSJyrXz08x02sSDz/view?usp=sharing
2315 | LDC | Industrial Cable (Multistrand) | Industrial Cable |  | 37 | Coil (90 Mtr) | Finnolex | 0 | 40 % |  | IN STOCK | Copper | Unarmoured | GREEN | Class 5 (Flexible) |  | FR | 6 |  |  | Single Core | OEM |  | 6 SQMM X Single Core Unarmoured Copper CABLE | https://drive.google.com/file/d/1ct2s7xhO0KTIi6zOxSJyrXz08x02sSDz/view?usp=sharing
2316 | LDC | Industrial Cable (Multistrand) | Industrial Cable |  | 37 | Coil (300/200 Mtr) | Finnolex | 0 | 40 % |  | IN STOCK | Copper | Unarmoured | GREEN | Class 5 (Flexible) |  | FR (300/200 Mtr) | 6 |  |  | Single Core | OEM |  | 6 SQMM X Single Core Unarmoured Copper CABLE | https://drive.google.com/file/d/1ct2s7xhO0KTIi6zOxSJyrXz08x02sSDz/view?usp=sharing
2317 | LDC | Industrial Cable (Multistrand) | Industrial Cable |  | 37 | Coil (300/200 Mtr) | Finnolex | 0 | 40 % |  | IN STOCK | Copper | Unarmoured | GREEN | Class 5 (Flexible) |  | FRLSH (300/200 Mtr) | 6 |  |  | Single Core | OEM |  | 6 SQMM X Single Core Unarmoured Copper CABLE | https://drive.google.com/file/d/1ct2s7xhO0KTIi6zOxSJyrXz08x02sSDz/view?usp=sharing
2318 | LDC | Industrial Cable (Multistrand) | Industrial Cable |  | 45 | Coil (90 Mtr) | Finnolex | 0 | 40 % |  | IN STOCK | Copper | Unarmoured | GREEN | Class 5 (Flexible) |  | FR | 10 |  |  | Single Core | OEM |  | 10 SQMM X Single Core Unarmoured Copper CABLE | https://drive.google.com/file/d/1ct2s7xhO0KTIi6zOxSJyrXz08x02sSDz/view?usp=sharing
2319 | LDC | Industrial Cable (Multistrand) | Industrial Cable |  | 45 | Coil (300/200 Mtr) | Finnolex | 0 | 40 % |  | IN STOCK | Copper | Unarmoured | GREEN | Class 5 (Flexible) |  | FR (300/200 Mtr) | 10 |  |  | Single Core | OEM |  | 10 SQMM X Single Core Unarmoured Copper CABLE | https://drive.google.com/file/d/1ct2s7xhO0KTIi6zOxSJyrXz08x02sSDz/view?usp=sharing
2320 | LDC | Industrial Cable (Multistrand) | Industrial Cable |  | 45 | Coil (300/200 Mtr) | Finnolex | 0 | 40 % |  | IN STOCK | Copper | Unarmoured | GREEN | Class 5 (Flexible) |  | FRLSH (300/200 Mtr) | 10 |  |  | Single Core | OEM |  | 10 SQMM X Single Core Unarmoured Copper CABLE | https://drive.google.com/file/d/1ct2s7xhO0KTIi6zOxSJyrXz08x02sSDz/view?usp=sharing
2321 | LDC | Industrial Cable (Multistrand) | Industrial Cable |  | 68 | Coil (300/200 Mtr) | Finnolex | 0 | 40 % |  | IN STOCK | Copper | Unarmoured | GREEN | Class 5 (Flexible) |  | FR (300/200 Mtr) | 16 |  |  | Single Core | OEM |  | 16 SQMM X Single Core Unarmoured Copper CABLE | https://drive.google.com/file/d/1ct2s7xhO0KTIi6zOxSJyrXz08x02sSDz/view?usp=sharing
2322 | LDC | Industrial Cable (Multistrand) | Industrial Cable |  | 68 | Coil (90 Mtr) | Finnolex | 0 | 40 % |  | IN STOCK | Copper | Unarmoured | GREEN | Class 5 (Flexible) |  | FR | 16 |  |  | Single Core | OEM |  | 16 SQMM X Single Core Unarmoured Copper CABLE | https://drive.google.com/file/d/1ct2s7xhO0KTIi6zOxSJyrXz08x02sSDz/view?usp=sharing
2323 | LDC | Industrial Cable (Multistrand) | Industrial Cable |  | 68 | Coil (300/200 Mtr) | Finnolex | 0 | 40 % |  | IN STOCK | Copper | Unarmoured | GREEN | Class 5 (Flexible) |  | FRLSH (300/200 Mtr) | 16 |  |  | Single Core | OEM |  | 16 SQMM X Single Core Unarmoured Copper CABLE | https://drive.google.com/file/d/1ct2s7xhO0KTIi6zOxSJyrXz08x02sSDz/view?usp=sharing
2324 | LDC | Jellyfilled Telephone Cable | Unarmoured (0.50mm) | 0.50mm |  | Per Meter | Finnolex | 100.8 | 40 % | 168 | IN STOCK | Copper | Unarmoured | BLACK | Class 2 (Stranded) | Jelly Filled |  |  |  |  | PAIR-5 | OEM |  | SQMM X PAIR-5 Unarmoured Copper CABLE | https://drive.google.com/file/d/15P0A3B40EkH6voTqqTaDshH5JnARo_gW/view?usp=sharing
2325 | LDC | Jellyfilled Telephone Cable | Armoured (0.50mm) | 0.50mm |  | Per Meter | Finnolex | 132 | 40 % | 220 | IN STOCK | Copper | Armoured | BLACK | Class 2 (Stranded) | Jelly Filled |  |  |  |  | PAIR-5 | OEM |  | SQMM X PAIR-5 Armoured Copper CABLE | https://drive.google.com/file/d/1ma61zXzi1py0QrKgoWYhs5XARWUqB-E8/view?usp=sharing
2326 | LDC | Jellyfilled Telephone Cable | Unarmoured (0.50mm) | 0.50mm |  | Per Meter | Finnolex | 156.6 | 40 % | 261 | IN STOCK | Copper | Unarmoured | BLACK | Class 2 (Stranded) | Jelly Filled |  |  |  |  | PAIR-10 | OEM |  | SQMM X PAIR-10 Unarmoured Copper CABLE | https://drive.google.com/file/d/15P0A3B40EkH6voTqqTaDshH5JnARo_gW/view?usp=sharing
2327 | LDC | Jellyfilled Telephone Cable | Armoured (0.50mm) | 0.50mm |  | Per Meter | Finnolex | 202.8 | 40 % | 338 | IN STOCK | Copper | Armoured | BLACK | Class 2 (Stranded) | Jelly Filled |  |  |  |  | PAIR-10 | OEM |  | SQMM X PAIR-10 Armoured Copper CABLE | https://drive.google.com/file/d/1ma61zXzi1py0QrKgoWYhs5XARWUqB-E8/view?usp=sharing
2328 | LDC | Jellyfilled Telephone Cable | Unarmoured (0.50mm) | 0.50mm |  | Per Meter | Finnolex | 0 | 40 % |  | IN STOCK | Copper | Unarmoured | BLACK | Class 2 (Stranded) | Jelly Filled |  |  |  |  | PAIR-20 | OEM |  | SQMM X PAIR-20 Unarmoured Copper CABLE | https://drive.google.com/file/d/15P0A3B40EkH6voTqqTaDshH5JnARo_gW/view?usp=sharing
2329 | LDC | Jellyfilled Telephone Cable | Armoured (0.50mm) | 0.50mm |  | Per Meter | Finnolex | 357.6 | 40 % | 596 | IN STOCK | Copper | Armoured | BLACK | Class 2 (Stranded) | Jelly Filled |  |  |  |  | PAIR-20 | OEM |  | SQMM X PAIR-20 Armoured Copper CABLE | https://drive.google.com/file/d/1ma61zXzi1py0QrKgoWYhs5XARWUqB-E8/view?usp=sharing
2330 | LDC | Jellyfilled Telephone Cable | Unarmoured (0.50mm) | 0.50mm |  | Per Meter | Finnolex | 0 | 40 % |  | IN STOCK | Copper | Unarmoured | BLACK | Class 2 (Stranded) | Jelly Filled |  |  |  |  | PAIR-50 | OEM |  | SQMM X PAIR-50 Unarmoured Copper CABLE | https://drive.google.com/file/d/15P0A3B40EkH6voTqqTaDshH5JnARo_gW/view?usp=sharing
2331 | LDC | Jellyfilled Telephone Cable | Armoured (0.50mm) | 0.50mm |  | Per Meter | Finnolex | 791.4 | 40 % | 1319 | IN STOCK | Copper | Armoured | BLACK | Class 2 (Stranded) | Jelly Filled |  |  |  |  | PAIR-50 | OEM |  | SQMM X PAIR-50 Armoured Copper CABLE | https://drive.google.com/file/d/1ma61zXzi1py0QrKgoWYhs5XARWUqB-E8/view?usp=sharing
2332 | LDC | Jellyfilled Telephone Cable | Unarmoured (0.50mm) | 0.50mm |  | Per Meter | Finnolex | 0 | 40 % |  | IN STOCK | Copper | Unarmoured | BLACK | Class 2 (Stranded) | Jelly Filled |  |  |  |  | PAIR-100 | OEM |  | SQMM X PAIR-100 Unarmoured Copper CABLE | https://drive.google.com/file/d/15P0A3B40EkH6voTqqTaDshH5JnARo_gW/view?usp=sharing
2333 | LDC | Jellyfilled Telephone Cable | Armoured (0.50mm) | 0.50mm |  | Per Meter | Finnolex | 1510.2 | 40 % | 2517 | IN STOCK | Copper | Armoured | BLACK | Class 2 (Stranded) | Jelly Filled |  |  |  |  | PAIR-100 | OEM |  | SQMM X PAIR-100 Armoured Copper CABLE | https://drive.google.com/file/d/1ma61zXzi1py0QrKgoWYhs5XARWUqB-E8/view?usp=sharing
2334 | LDC | Jellyfilled Telephone Cable | Unarmoured (0.50mm) | 0.50mm |  | Per Meter | Finnolex | 0 | 40 % |  | IN STOCK | Copper | Unarmoured | BLACK | Class 2 (Stranded) | Jelly Filled |  |  |  |  | PAIR-200 | OEM |  | SQMM X PAIR-200 Unarmoured Copper CABLE | https://drive.google.com/file/d/15P0A3B40EkH6voTqqTaDshH5JnARo_gW/view?usp=sharing
2335 | LDC | Jellyfilled Telephone Cable | Armoured (0.50mm) | 0.50mm |  | Per Meter | Finnolex | 2772 | 40 % | 4620 | IN STOCK | Copper | Armoured | BLACK | Class 2 (Stranded) | Jelly Filled |  |  |  |  | PAIR-200 | OEM |  | SQMM X PAIR-200 Armoured Copper CABLE | https://drive.google.com/file/d/1ma61zXzi1py0QrKgoWYhs5XARWUqB-E8/view?usp=sharing
2336 | LDC | LAN (Computer) Cable | CAT-5E - UTP Unarmoured |  |  | Coil (305 Mtr) | Finnolex | 0 | 40 % |  | IN STOCK | Copper | Unarmoured | BLACK |  |  |  |  | Unshielded |  | Twisted Pair | OEM |  | SQMM X Twisted Pair Unarmoured Copper CABLE | https://drive.google.com/file/d/1sIV2yGOw6VjjwqqgzjMsgk2aPBkEo7Ol/view?usp=drive_link
2337 | LDC | LAN (Computer) Cable | CAT-5E - UTP Armoured |  |  | Per Meter | Finnolex | 0 | 40 % |  | IN STOCK | Copper | Armoured | BLACK |  |  |  |  | Unshielded |  | Twisted Pair | OEM |  | SQMM X Twisted Pair Armoured Copper CABLE | https://drive.google.com/file/d/1htNHsDe8YtpujSoy_IL8AyZMGFdoabac/view?usp=drive_link
2338 | LDC | LAN (Computer) Cable | CAT-5E - FTP Unarmoured |  |  | Coil (305 Mtr) | Finnolex | 0 | 40 % |  | IN STOCK | Copper | Unarmoured | BLACK |  |  |  |  | Foiled Shielded |  | Twisted Pair | OEM |  | SQMM X Twisted Pair Unarmoured Copper CABLE | https://drive.google.com/file/d/1sIV2yGOw6VjjwqqgzjMsgk2aPBkEo7Ol/view?usp=drive_link
2339 | LDC | LAN (Computer) Cable | CAT-5E - FTP Armoured |  |  | Per Meter | Finnolex | 0 | 40 % |  | IN STOCK | Copper | Armoured | BLACK |  |  |  |  | Foiled Shielded |  | Twisted Pair | OEM |  | SQMM X Twisted Pair Armoured Copper CABLE | https://drive.google.com/file/d/1htNHsDe8YtpujSoy_IL8AyZMGFdoabac/view?usp=drive_link
2340 | LDC | LAN (Computer) Cable | CAT-6 - UTP Unarmoured |  |  | Coil (305 Mtr) | Finnolex | 11487 | 40 % | 19145 | IN STOCK | Copper | Unarmoured | BLUE |  |  |  |  | Unshielded |  | Twisted Pair | OEM |  | SQMM X Twisted Pair Unarmoured Copper CABLE | https://drive.google.com/file/d/1zH8AqJax3c0D4Klu_o-ZZSb-uugaeiay/view?usp=drive_link
2341 | LDC | LAN (Computer) Cable | CAT-6 - UTP Armoured |  |  | Per Meter | Finnolex | 75.6 | 40 % | 126 | IN STOCK | Copper | Armoured | BLACK |  |  |  |  | Unshielded |  | Twisted Pair | OEM |  | SQMM X Twisted Pair Armoured Copper CABLE | https://drive.google.com/file/d/17PLpD47bJz6Jd3-55z0nM8x8ddQPyWQK/view?usp=drive_link
2342 | LDC | LAN (Computer) Cable | CAT-6 - FTP Unarmoured |  |  | Coil (305 Mtr) | Finnolex | 14037 | 40 % | 23395 | IN STOCK | Copper | Unarmoured | BLUE |  |  |  |  | Foiled Shielded |  | Twisted Pair | OEM |  | SQMM X Twisted Pair Unarmoured Copper CABLE | https://drive.google.com/file/d/1zH8AqJax3c0D4Klu_o-ZZSb-uugaeiay/view?usp=drive_link
2343 | LDC | LAN (Computer) Cable | CAT-6 - FTP Armoured |  |  | Per Meter | Finnolex | 86.73 | 40 % | 144.55 | IN STOCK | Copper | Armoured | BLACK |  |  |  |  | Foiled Shielded |  | Twisted Pair | OEM |  | SQMM X Twisted Pair Armoured Copper CABLE | https://drive.google.com/file/d/17PLpD47bJz6Jd3-55z0nM8x8ddQPyWQK/view?usp=drive_link
2344 | LDC | LAN (Computer) Cable | CAT 6-A (GOLD) - UTP Unarmoured |  |  | Coil (305 Mtr) | Finnolex | 0 | 40 % |  | IN STOCK | Copper | Unarmoured | BLACK |  |  |  |  | Unshielded |  | Twisted Pair | OEM |  | SQMM X Twisted Pair Unarmoured Copper CABLE | https://drive.google.com/file/d/19zSmht5UgomEPd0k-Z4tfqtQDGEcfw5n/view?usp=drive_link
2345 | LDC | LAN (Computer) Cable | CAT 6-A (GOLD) - UTP Armoured |  |  | Per Meter | Finnolex | 0 | 40 % |  | IN STOCK | Copper | Armoured | BLACK |  |  |  |  | Unshielded |  | Twisted Pair | OEM |  | SQMM X Twisted Pair Armoured Copper CABLE | https://drive.google.com/file/d/1t0oDrT-ZRHdXFSok4EJDSt1Fp_Fv_2-8/view?usp=drive_link
2346 | LDC | LAN (Computer) Cable | CAT 6-A (GOLD) - FTP Unarmoured |  |  | Coil (305 Mtr) | Finnolex | 0 | 40 % |  | IN STOCK | Copper | Unarmoured | BLACK |  |  |  |  | Foiled Shielded |  | Twisted Pair | OEM |  | SQMM X Twisted Pair Unarmoured Copper CABLE | https://drive.google.com/file/d/19zSmht5UgomEPd0k-Z4tfqtQDGEcfw5n/view?usp=drive_link
2347 | LDC | LAN (Computer) Cable | CAT 6-A (GOLD) - FTP Armoured |  |  | Per Meter | Finnolex | 0 | 40 % |  | IN STOCK | Copper | Armoured | BLACK |  |  |  |  | Foiled Shielded |  | Twisted Pair | OEM |  | SQMM X Twisted Pair Armoured Copper CABLE | https://drive.google.com/file/d/1t0oDrT-ZRHdXFSok4EJDSt1Fp_Fv_2-8/view?usp=drive_link
2348 | LDC | LAN (Computer) Cable | CAT-6 - UTP Unarmoured |  |  | Coil (305 Mtr) | Finnolex | 0 | 40 % |  | IN STOCK | Copper | Unarmoured | GREY |  |  |  |  | Unshielded |  | Twisted Pair | OEM |  | SQMM X Twisted Pair Unarmoured Copper CABLE | https://drive.google.com/file/d/12VjbzaBh_dTCPYJl1n4c9rV1GpwfeXXy/view?usp=drive_link
2349 | LDC | LAN (Computer) Cable | CAT-6 - UTP Armoured |  |  | Per Meter | Finnolex | 0 | 40 % |  | IN STOCK | Copper | Armoured | BLACK |  |  |  |  | Unshielded |  | Twisted Pair | OEM |  | SQMM X Twisted Pair Armoured Copper CABLE | https://drive.google.com/file/d/1Ff-jUnz71KGZstVkKYkY4j6DvO9LDopR/view?usp=drive_link
2350 | LDC | LAN (Computer) Cable | CAT-6 - FTP Unarmoured |  |  | Coil (305 Mtr) | Finnolex | 0 | 40 % |  | IN STOCK | Copper | Unarmoured | GREY |  |  |  |  | Foiled Shielded |  | Twisted Pair | OEM |  | SQMM X Twisted Pair Unarmoured Copper CABLE | https://drive.google.com/file/d/12VjbzaBh_dTCPYJl1n4c9rV1GpwfeXXy/view?usp=drive_link
2351 | LDC | LAN (Computer) Cable | CAT-6 - FTP Armoured |  |  | Per Meter | Finnolex | 0 | 40 % |  | IN STOCK | Copper | Armoured | BLACK |  |  |  |  | Foiled Shielded |  | Twisted Pair | OEM |  | SQMM X Twisted Pair Armoured Copper CABLE | https://drive.google.com/file/d/1Ff-jUnz71KGZstVkKYkY4j6DvO9LDopR/view?usp=drive_link
2352 | LDC | LAN (Computer) Cable | CAT-6 - UTP Unarmoured |  |  | Coil (305 Mtr) | Finnolex | 0 | 40 % |  | IN STOCK | Copper | Unarmoured | GREEN |  |  |  |  | Unshielded |  | Twisted Pair | OEM |  | SQMM X Twisted Pair Unarmoured Copper CABLE | https://drive.google.com/file/d/1zdTmCuG5tJcxVGcKCqIGjhr7yuQN2qYU/view?usp=drive_link
2353 | LDC | LAN (Computer) Cable | CAT-6 - UTP Armoured |  |  | Per Meter | Finnolex | 0 | 40 % |  | IN STOCK | Copper | Armoured | BLACK |  |  |  |  | Unshielded |  | Twisted Pair | OEM |  | SQMM X Twisted Pair Armoured Copper CABLE | https://drive.google.com/file/d/1Ff-jUnz71KGZstVkKYkY4j6DvO9LDopR/view?usp=drive_link
2354 | LDC | LAN (Computer) Cable | CAT-6 - FTP Unarmoured |  |  | Coil (305 Mtr) | Finnolex | 0 | 40 % |  | IN STOCK | Copper | Unarmoured | GREEN |  |  |  |  | Foiled Shielded |  | Twisted Pair | OEM |  | SQMM X Twisted Pair Unarmoured Copper CABLE | https://drive.google.com/file/d/1zdTmCuG5tJcxVGcKCqIGjhr7yuQN2qYU/view?usp=drive_link
2355 | LDC | LAN (Computer) Cable | CAT-6 - FTP Armoured |  |  | Per Meter | Finnolex | 0 | 40 % |  | IN STOCK | Copper | Armoured | BLACK |  |  |  |  | Foiled Shielded |  | Twisted Pair | OEM |  | SQMM X Twisted Pair Armoured Copper CABLE | https://drive.google.com/file/d/1Ff-jUnz71KGZstVkKYkY4j6DvO9LDopR/view?usp=drive_link
2356 | LDC | LAN (Computer) Cable | CAT-6 - UTP Unarmoured |  |  | Coil (305 Mtr) | Finnolex | 0 | 40 % |  | IN STOCK | Copper | Unarmoured | YELLOW |  |  |  |  | Unshielded |  | Twisted Pair | OEM |  | SQMM X Twisted Pair Unarmoured Copper CABLE | https://drive.google.com/file/d/1zH8AqJax3c0D4Klu_o-ZZSb-uugaeiay/view?usp=drive_link
2357 | LDC | LAN (Computer) Cable | CAT-6 - UTP Armoured |  |  | Per Meter | Finnolex | 0 | 40 % |  | IN STOCK | Copper | Armoured | BLACK |  |  |  |  | Unshielded |  | Twisted Pair | OEM |  | SQMM X Twisted Pair Armoured Copper CABLE | https://drive.google.com/file/d/1Ff-jUnz71KGZstVkKYkY4j6DvO9LDopR/view?usp=drive_link
2358 | LDC | LAN (Computer) Cable | CAT-6 - FTP Unarmoured |  |  | Coil (305 Mtr) | Finnolex | 0 | 40 % |  | IN STOCK | Copper | Unarmoured | YELLOW |  |  |  |  | Foiled Shielded |  | Twisted Pair | OEM |  | SQMM X Twisted Pair Unarmoured Copper CABLE | https://drive.google.com/file/d/1zH8AqJax3c0D4Klu_o-ZZSb-uugaeiay/view?usp=drive_link
2359 | LDC | LAN (Computer) Cable | CAT-6 - FTP Armoured |  |  | Per Meter | Finnolex | 0 | 40 % |  | IN STOCK | Copper | Armoured | BLACK |  |  |  |  | Foiled Shielded |  | Twisted Pair | OEM |  | SQMM X Twisted Pair Armoured Copper CABLE | https://drive.google.com/file/d/1Ff-jUnz71KGZstVkKYkY4j6DvO9LDopR/view?usp=drive_link
2360 | LDC | Service Cable | Service |  |  | Per Meter | Finnolex | 63.84 | 40 % | 106.4 | IN STOCK | Copper |  | BLACK |  |  |  | 2.5 |  |  | 2 CORE | OEM |  | 2.5 SQMM X 2 CORE Copper CABLE | https://drive.google.com/file/d/1J4I7mNKUdBxLsu4GrRFjB8Cqv0-uu1l3/view?usp=sharing
2361 | LDC | Telephone & Switchboard Cable | Unarmoured (0.50mm) | 0.50mm | 100 - 500 mA | Per Meter | Finnolex | 9.84 | 40 % | 16.4 | IN STOCK | Copper | Unarmoured | GREY | Class 2 (Stranded) | PVC | PVC | 0.5 | - | 300 V | PAIR-1 | OEM | PVC | 0.5 SQMM X PAIR-1 Unarmoured Copper CABLE | https://drive.google.com/file/d/1YwB-zFtTiTMRXZ9inIxfiVbHuTZe6avB/view?usp=sharing
2362 | LDC | Telephone & Switchboard Cable | Unarmoured (0.40mm) | 0.40mm | 100 - 500 mA | Per Meter | Finnolex | 7.17 | 40 % | 11.95 | IN STOCK | Copper | Unarmoured | GREY | Class 2 (Stranded) | PVC | PVC | 0.4 | - | 300 V | PAIR-1 | OEM | PVC | 0.4 SQMM X PAIR-1 Unarmoured Copper CABLE | https://drive.google.com/file/d/1YwB-zFtTiTMRXZ9inIxfiVbHuTZe6avB/view?usp=sharing
2363 | LDC | Telephone & Switchboard Cable | Unarmoured (0.50mm) | 0.50mm | 100 - 500 mA | Per Meter | Finnolex | 18.66 | 40 % | 31.1 | IN STOCK | Copper | Unarmoured | GREY | Class 2 (Stranded) | PVC | PVC | 0.5 | - | 300 V | PAIR-2 | OEM | PVC | 0.5 SQMM X PAIR-2 Unarmoured Copper CABLE | https://drive.google.com/file/d/1Ryt9vn8EsuRDVO7ckc2-FSLTtG-CQ1zy/view?usp=sharing
2364 | LDC | Telephone & Switchboard Cable | Unarmoured (0.40mm) | 0.40mm | 100 - 500 mA | Per Meter | Finnolex | 12.18 | 40 % | 20.3 | IN STOCK | Copper | Unarmoured | GREY | Class 2 (Stranded) | PVC | PVC | 0.4 | - | 300 V | PAIR-2 | OEM | PVC | 0.4 SQMM X PAIR-2 Unarmoured Copper CABLE | https://drive.google.com/file/d/1Ryt9vn8EsuRDVO7ckc2-FSLTtG-CQ1zy/view?usp=sharing
2365 | LDC | Telephone & Switchboard Cable | Armoured (0.50mm) | 0.50mm | 100 - 500 mA | Per Meter | Finnolex | 101.4 | 40 % | 169 | IN STOCK | Copper | Armoured | GREY | Class 2 (Stranded) | PVC | PVC | 0.5 | - | 300 V | PAIR-2 | OEM | PVC | 0.5 SQMM X PAIR-2 Armoured Copper CABLE | https://drive.google.com/file/d/1LKFTfvsdlwE3UzLZaCQff4dOFi-deHBA/view?usp=sharing
2366 | LDC | Telephone & Switchboard Cable | Unarmoured (0.50mm) | 0.50mm | 100 - 500 mA | Per Meter | Finnolex | 26.58 | 40 % | 44.3 | IN STOCK | Copper | Unarmoured | GREY | Class 2 (Stranded) | PVC | PVC | 0.5 | - | 300 V | PAIR-3 | OEM | PVC | 0.5 SQMM X PAIR-3 Unarmoured Copper CABLE | https://drive.google.com/file/d/1hiPY8j4ghCm7CPamq1tejcTPmoaosJEx/view?usp=sharing
2367 | LDC | Telephone & Switchboard Cable | Unarmoured (0.40mm) | 0.40mm | 100 - 500 mA | Per Meter | Finnolex | 17.76 | 40 % | 29.6 | IN STOCK | Copper | Unarmoured | GREY | Class 2 (Stranded) | PVC | PVC | 0.4 | - | 300 V | PAIR-3 | OEM | PVC | 0.4 SQMM X PAIR-3 Unarmoured Copper CABLE | https://drive.google.com/file/d/1hiPY8j4ghCm7CPamq1tejcTPmoaosJEx/view?usp=sharing
2368 | LDC | Telephone & Switchboard Cable | Unarmoured (0.50mm) | 0.50mm | 100 - 500 mA | Per Meter | Finnolex | 35.25 | 40 % | 58.75 | IN STOCK | Copper | Unarmoured | GREY | Class 2 (Stranded) | PVC | PVC | 0.5 | - | 300 V | PAIR-4 | OEM | PVC | 0.5 SQMM X PAIR-4 Unarmoured Copper CABLE | https://drive.google.com/file/d/1NPFOGqTGeoI3FisiVZ_Alo97eqyiXjLs/view?usp=sharing
2369 | LDC | Telephone & Switchboard Cable | Unarmoured (0.40mm) | 0.40mm | 100 - 500 mA | Per Meter | Finnolex | 23.82 | 40 % | 39.7 | IN STOCK | Copper | Unarmoured | GREY | Class 2 (Stranded) | PVC | PVC | 0.4 | - | 300 V | PAIR-4 | OEM | PVC | 0.4 SQMM X PAIR-4 Unarmoured Copper CABLE | https://drive.google.com/file/d/1NPFOGqTGeoI3FisiVZ_Alo97eqyiXjLs/view?usp=sharing
2370 | LDC | Telephone & Switchboard Cable | Unarmoured (0.50mm) | 0.50mm | 100 - 500 mA | Per Meter | Finnolex | 44.1 | 40 % | 73.5 | IN STOCK | Copper | Unarmoured | GREY | Class 2 (Stranded) | PVC | PVC | 0.5 | - | 300 V | PAIR-5 | OEM | PVC | 0.5 SQMM X PAIR-5 Unarmoured Copper CABLE | https://drive.google.com/file/d/1-hC9bT0g_RFLlBMAYwZba1l2fZVgd57r/view?usp=sharing
2371 | LDC | Telephone & Switchboard Cable | Unarmoured (0.40mm) | 0.40mm | 100 - 500 mA | Per Meter | Finnolex | 31.05 | 40 % | 51.75 | IN STOCK | Copper | Unarmoured | GREY | Class 2 (Stranded) | PVC | PVC | 0.4 | - | 300 V | PAIR-5 | OEM | PVC | 0.4 SQMM X PAIR-5 Unarmoured Copper CABLE | https://drive.google.com/file/d/1-hC9bT0g_RFLlBMAYwZba1l2fZVgd57r/view?usp=sharing
2372 | LDC | Telephone & Switchboard Cable | Armoured (0.50mm) | 0.50mm | 100 - 500 mA | Per Meter | Finnolex | 115.2 | 40 % | 192 | IN STOCK | Copper | Armoured | GREY | Class 2 (Stranded) | PVC | PVC | 0.5 | - | 300 V | PAIR-5 | OEM | PVC | 0.5 SQMM X PAIR-5 Armoured Copper CABLE | https://drive.google.com/file/d/10h7GYpdksCH55gljFCmcdpxL-aCLq3-7/view?usp=sharing
2373 | LDC | Telephone & Switchboard Cable | Unarmoured (0.50mm) | 0.50mm | 100 - 500 mA | Per Meter | Finnolex | 88.17 | 40 % | 146.95 | IN STOCK | Copper | Unarmoured | GREY | Class 2 (Stranded) | PVC | PVC | 0.5 | - | 300 V | PAIR-10 | OEM | PVC | 0.5 SQMM X PAIR-10 Unarmoured Copper CABLE | https://drive.google.com/file/d/18XDl-3GoeJVRUf4YWNeUCVAmw4tW7fJx/view?usp=sharing
2374 | LDC | Telephone & Switchboard Cable | Armoured (0.50mm) | 0.50mm | 100 - 500 mA | Per Meter | Finnolex | 220.8 | 40 % | 368 | IN STOCK | Copper | Armoured | GREY | Class 2 (Stranded) | PVC | PVC | 0.5 | - | 300 V | PAIR-10 | OEM | PVC | 0.5 SQMM X PAIR-10 Armoured Copper CABLE | https://drive.google.com/file/d/10h7GYpdksCH55gljFCmcdpxL-aCLq3-7/view?usp=sharing
2375 | LDC | Telephone & Switchboard Cable | Unarmoured (0.50mm) | 0.50mm | 100 - 500 mA | Per Meter | Finnolex | 172.59 | 40 % | 287.65 | IN STOCK | Copper | Unarmoured | GREY | Class 2 (Stranded) | PVC | PVC | 0.5 | - | 300 V | PAIR-20 | OEM | PVC | 0.5 SQMM X PAIR-20 Unarmoured Copper CABLE | https://drive.google.com/file/d/1KxtPkrl4j1z6SJpc1-8Betb9MfKKrYZQ/view?usp=sharing
2376 | LDC | Telephone & Switchboard Cable | Armoured (0.50mm) | 0.50mm | 100 - 500 mA | Per Meter | Finnolex | 342 | 40 % | 570 | IN STOCK | Copper | Armoured | GREY | Class 2 (Stranded) | PVC | PVC | 0.5 | - | 300 V | PAIR-20 | OEM | PVC | 0.5 SQMM X PAIR-20 Armoured Copper CABLE | https://drive.google.com/file/d/1ZyR1ZN653vLISvamqPk5cCzxcQiDFF9J/view?usp=sharing
2377 | LDC | Telephone & Switchboard Cable | Unarmoured (0.50mm) | 0.50mm | 100 - 500 mA | Per Meter | Finnolex | 453.21 | 40 % | 755.35 | IN STOCK | Copper | Unarmoured | GREY | Class 2 (Stranded) | PVC | PVC | 0.5 | - | 300 V | PAIR-50 | OEM | PVC | 0.5 SQMM X PAIR-50 Unarmoured Copper CABLE | https://drive.google.com/file/d/1EcGHu0lD5ileGoiM_WYEijsnt2iIqOyy/view?usp=sharing
2378 | LDC | Telephone & Switchboard Cable | Unarmoured (0.50mm) | 0.50mm | 100 - 500 mA | Per Meter | Finnolex | 906.42 | 40 % | 1510.7 | IN STOCK | Copper | Unarmoured | GREY | Class 2 (Stranded) | PVC | PVC | 0.5 | - | 300 V | PAIR-100 | OEM | PVC | 0.5 SQMM X PAIR-100 Unarmoured Copper CABLE | https://drive.google.com/file/d/1kTXJoTAH5UpdkAHEYFmOYVhNVageksod/view?usp=sharing
2379 | LDC | Welding Cable | WEILDING CABLE | 120 |  | Per Meter | Finnolex | 451.2 | 40 % | 752 | IN STOCK | Copper | Unarmoured | ORANGE | Class 5 (Flexible) |  |  | 16 |  |  | Single Core (Flexible) | OEM |  | 16 SQMM X Single Core (Flexible) Unarmoured Copper CABLE | https://drive.google.com/file/d/1pkK6rfedqoUeeEWF9ldnkrzA1yXh2vsj/view?usp=sharing
2380 | LDC | Welding Cable | WEILDING CABLE | 160 |  | Per Meter | Finnolex | 690.6 | 40 % | 1151 | IN STOCK | Copper | Unarmoured | ORANGE | Class 5 (Flexible) |  |  | 25 |  |  | Single Core (Flexible) | OEM |  | 25 SQMM X Single Core (Flexible) Unarmoured Copper CABLE | https://drive.google.com/file/d/1pkK6rfedqoUeeEWF9ldnkrzA1yXh2vsj/view?usp=sharing
2381 | LDC | Welding Cable | WEILDING CABLE | 230 |  | Per Meter | Finnolex | 969.6 | 40 % | 1616 | IN STOCK | Copper | Unarmoured | ORANGE | Class 5 (Flexible) |  |  | 35 |  |  | Single Core (Flexible) | OEM |  | 35 SQMM X Single Core (Flexible) Unarmoured Copper CABLE | https://drive.google.com/file/d/1pkK6rfedqoUeeEWF9ldnkrzA1yXh2vsj/view?usp=sharing
2382 | LDC | Welding Cable | WEILDING CABLE | 400 |  | Per Meter | Finnolex | 1371 | 40 % | 2285 | IN STOCK | Copper | Unarmoured | ORANGE | Class 5 (Flexible) |  |  | 50 |  |  | Single Core (Flexible) | OEM |  | 50 SQMM X Single Core (Flexible) Unarmoured Copper CABLE | https://drive.google.com/file/d/1pkK6rfedqoUeeEWF9ldnkrzA1yXh2vsj/view?usp=sharing
2383 | LDC | Welding Cable | WEILDING CABLE | 600 |  | Per Meter | Finnolex | 1935.6 | 40 % | 3226 | IN STOCK | Copper | Unarmoured | ORANGE | Class 5 (Flexible) |  |  | 70 |  |  | Single Core (Flexible) | OEM |  | 70 SQMM X Single Core (Flexible) Unarmoured Copper CABLE | https://drive.google.com/file/d/1pkK6rfedqoUeeEWF9ldnkrzA1yXh2vsj/view?usp=sharing
2384 | LDC | Welding Cable | WEILDING CABLE | 700 |  | Per Meter | Finnolex | 2553.6 | 40 % | 4256 | IN STOCK | Copper | Unarmoured | ORANGE | Class 5 (Flexible) |  |  | 95 |  |  | Single Core (Flexible) | OEM |  | 95 SQMM X Single Core (Flexible) Unarmoured Copper CABLE | https://drive.google.com/file/d/1pkK6rfedqoUeeEWF9ldnkrzA1yXh2vsj/view?usp=sharing
2385 | LDC | Welding Cable | WEILDING CABLE | 1110 |  | Per Meter | Finnolex | 3271.2 | 40 % | 5452 | IN STOCK | Copper | Unarmoured | ORANGE | Class 5 (Flexible) |  |  | 120 |  |  | Single Core (Flexible) | OEM |  | 120 SQMM X Single Core (Flexible) Unarmoured Copper CABLE | https://drive.google.com/file/d/1pkK6rfedqoUeeEWF9ldnkrzA1yXh2vsj/view?usp=sharing
2386 | LDC | Building Management System (BMS) Cable | BMS CABLE | 16/.2 |  | Per Meter (100/300 Mtr Coil, 2000 Mtr Drum) | Finnolex | 59.61 | 40 % | 99.35 | IN STOCK | Copper | - | BLUE | Class 2 (Stranded) | PVC | PVC | 0.5 | ALUMINUM MYLAR TAPE WITH DRAIN WIRE | 300/500 VOLTS | 2 CORE | OEM | FRLSH | 0.5 SQMM X 2 CORE - Copper CABLE | https://drive.google.com/file/d/13k3qVNERMxSQgsWdb8Rcsgzvw-e7sVG0/view?usp=drive_link
2387 | LDC | Building Management System (BMS) Cable | BMS CABLE | 24/.2 |  | Per Meter (100/300 Mtr Coil, 2000 Mtr Drum) | Finnolex | 76.8 | 40 % | 128 | IN STOCK | Copper | - | BLUE | Class 2 (Stranded) | PVC | PVC | 0.75 | ALUMINUM MYLAR TAPE WITH DRAIN WIRE | 300/500 VOLTS | 2 CORE | OEM | FRLSH | 0.75 SQMM X 2 CORE - Copper CABLE | https://drive.google.com/file/d/13k3qVNERMxSQgsWdb8Rcsgzvw-e7sVG0/view?usp=drive_link
2388 | LDC | Building Management System (BMS) Cable | BMS CABLE | 32/.2 |  | Per Meter (100/300 Mtr Coil, 2000 Mtr Drum) | Finnolex | 92.25 | 40 % | 153.75 | IN STOCK | Copper | - | BLUE | Class 2 (Stranded) | PVC | PVC | 1.0 | ALUMINUM MYLAR TAPE WITH DRAIN WIRE | 300/500 VOLTS | 2 CORE | OEM | FRLSH | 1.0 SQMM X 2 CORE - Copper CABLE | https://drive.google.com/file/d/13k3qVNERMxSQgsWdb8Rcsgzvw-e7sVG0/view?usp=drive_link
2389 | LDC | Building Management System (BMS) Cable | BMS CABLE | 30/.25 |  | Per Meter (100/300 Mtr Coil, 2000 Mtr Drum) | Finnolex | 121.2 | 40 % | 202 | IN STOCK | Copper | - | BLUE | Class 2 (Stranded) | PVC | PVC | 1.5 | ALUMINUM MYLAR TAPE WITH DRAIN WIRE | 300/500 VOLTS | 2 CORE | OEM | FRLSH | 1.5 SQMM X 2 CORE - Copper CABLE | https://drive.google.com/file/d/13k3qVNERMxSQgsWdb8Rcsgzvw-e7sVG0/view?usp=drive_link
2390 | LDC | Building Management System (BMS) Cable | BMS CABLE | 50/.25 |  | Per Meter (100/300 Mtr Coil, 2000 Mtr Drum) | Finnolex | 191.55 | 40 % | 319.25 | IN STOCK | Copper | - | BLUE | Class 2 (Stranded) | PVC | PVC | 2.5 | ALUMINUM MYLAR TAPE WITH DRAIN WIRE | 300/500 VOLTS | 2 CORE | OEM | FRLSH | 2.5 SQMM X 2 CORE - Copper CABLE | https://drive.google.com/file/d/13k3qVNERMxSQgsWdb8Rcsgzvw-e7sVG0/view?usp=drive_link
2391 | LDC | Building Management System (BMS) Cable | BMS CABLE | 16/.2 |  | Per Meter (100/300 Mtr Coil, 2000 Mtr Drum) | Finnolex | 74.88 | 40 % | 124.8 | IN STOCK | Copper | - | BLUE | Class 2 (Stranded) | PVC | PVC | 0.5 | ALUMINUM MYLAR TAPE WITH DRAIN WIRE | 300/500 VOLTS | 3 CORE | OEM | FRLSH | 0.5 SQMM X 3 CORE - Copper CABLE | https://drive.google.com/file/d/16J7rB380Th1qoxdIfHb1HZfiE8mv_IFj/view?usp=sharing
2392 | LDC | Building Management System (BMS) Cable | BMS CABLE | 24/.2 |  | Per Meter (100/300 Mtr Coil, 2000 Mtr Drum) | Finnolex | 99.9 | 40 % | 166.5 | IN STOCK | Copper | - | BLUE | Class 2 (Stranded) | PVC | PVC | 0.75 | ALUMINUM MYLAR TAPE WITH DRAIN WIRE | 300/500 VOLTS | 3 CORE | OEM | FRLSH | 0.75 SQMM X 3 CORE - Copper CABLE | https://drive.google.com/file/d/16J7rB380Th1qoxdIfHb1HZfiE8mv_IFj/view?usp=sharing
2393 | LDC | Building Management System (BMS) Cable | BMS CABLE | 32/.2 |  | Per Meter (100/300 Mtr Coil, 2000 Mtr Drum) | Finnolex | 124.8 | 40 % | 208 | IN STOCK | Copper | - | BLUE | Class 2 (Stranded) | PVC | PVC | 1.0 | ALUMINUM MYLAR TAPE WITH DRAIN WIRE | 300/500 VOLTS | 3 CORE | OEM | FRLSH | 1.0 SQMM X 3 CORE - Copper CABLE | https://drive.google.com/file/d/16J7rB380Th1qoxdIfHb1HZfiE8mv_IFj/view?usp=sharing
2394 | LDC | Building Management System (BMS) Cable | BMS CABLE | 30/.25 |  | Per Meter (100/300 Mtr Coil, 2000 Mtr Drum) | Finnolex | 167.4 | 40 % | 279 | IN STOCK | Copper | - | BLUE | Class 2 (Stranded) | PVC | PVC | 1.5 | ALUMINUM MYLAR TAPE WITH DRAIN WIRE | 300/500 VOLTS | 3 CORE | OEM | FRLSH | 1.5 SQMM X 3 CORE - Copper CABLE | https://drive.google.com/file/d/16J7rB380Th1qoxdIfHb1HZfiE8mv_IFj/view?usp=sharing
2395 | LDC | Building Management System (BMS) Cable | BMS CABLE | 50/.25 |  | Per Meter (100/300 Mtr Coil, 2000 Mtr Drum) | Finnolex | 267 | 40 % | 445 | IN STOCK | Copper | - | BLUE | Class 2 (Stranded) | PVC | PVC | 2.5 | ALUMINUM MYLAR TAPE WITH DRAIN WIRE | 300/500 VOLTS | 3 CORE | OEM | FRLSH | 2.5 SQMM X 3 CORE - Copper CABLE | https://drive.google.com/file/d/16J7rB380Th1qoxdIfHb1HZfiE8mv_IFj/view?usp=sharing
2396 | LDC | Building Management System (BMS) Cable | BMS CABLE | 16/.2 |  | Per Meter (100/300 Mtr Coil, 2000 Mtr Drum) | Finnolex | 92.25 | 40 % | 153.75 | IN STOCK | Copper | - | BLUE | Class 2 (Stranded) | PVC | PVC | 0.5 | ALUMINUM MYLAR TAPE WITH DRAIN WIRE | 300/500 VOLTS | 4 CORE | OEM | FRLSH | 0.5 SQMM X 4 CORE - Copper CABLE | https://drive.google.com/file/d/1ub5yZFPjL2_2cGv0cC2zJTFY8rBtIJdL/view?usp=sharing
2397 | LDC | Building Management System (BMS) Cable | BMS CABLE | 24/.2 |  | Per Meter (100/300 Mtr Coil, 2000 Mtr Drum) | Finnolex | 123 | 40 % | 205 | IN STOCK | Copper | - | BLUE | Class 2 (Stranded) | PVC | PVC | 0.75 | ALUMINUM MYLAR TAPE WITH DRAIN WIRE | 300/500 VOLTS | 4 CORE | OEM | FRLSH | 0.75 SQMM X 4 CORE - Copper CABLE | https://drive.google.com/file/d/1ub5yZFPjL2_2cGv0cC2zJTFY8rBtIJdL/view?usp=sharing
2398 | LDC | Building Management System (BMS) Cable | BMS CABLE | 32/.2 |  | Per Meter (100/300 Mtr Coil, 2000 Mtr Drum) | Finnolex | 157.41 | 40 % | 262.35 | IN STOCK | Copper | - | BLUE | Class 2 (Stranded) | PVC | PVC | 1.0 | ALUMINUM MYLAR TAPE WITH DRAIN WIRE | 300/500 VOLTS | 4 CORE | OEM | FRLSH | 1.0 SQMM X 4 CORE - Copper CABLE | https://drive.google.com/file/d/1ub5yZFPjL2_2cGv0cC2zJTFY8rBtIJdL/view?usp=sharing
2399 | LDC | Building Management System (BMS) Cable | BMS CABLE | 30/.25 |  | Per Meter (100/300 Mtr Coil, 2000 Mtr Drum) | Finnolex | 217.2 | 40 % | 362 | IN STOCK | Copper | - | BLUE | Class 2 (Stranded) | PVC | PVC | 1.5 | ALUMINUM MYLAR TAPE WITH DRAIN WIRE | 300/500 VOLTS | 4 CORE | OEM | FRLSH | 1.5 SQMM X 4 CORE - Copper CABLE | https://drive.google.com/file/d/1ub5yZFPjL2_2cGv0cC2zJTFY8rBtIJdL/view?usp=sharing
2400 | LDC | Building Management System (BMS) Cable | BMS CABLE | 50/.25 |  | Per Meter (100/300 Mtr Coil, 2000 Mtr Drum) | Finnolex | 345 | 40 % | 575 | IN STOCK | Copper | - | BLUE | Class 2 (Stranded) | PVC | PVC | 2.5 | ALUMINUM MYLAR TAPE WITH DRAIN WIRE | 300/500 VOLTS | 4 CORE | OEM | FRLSH | 2.5 SQMM X 4 CORE - Copper CABLE | https://drive.google.com/file/d/1ub5yZFPjL2_2cGv0cC2zJTFY8rBtIJdL/view?usp=sharing
2401 | LDC | Building Management System (BMS) Cable | BMS CABLE | 16/.2 |  | Per Meter (100/300 Mtr Coil, 2000 Mtr Drum) | Finnolex | 111.45 | 40 % | 185.75 | IN STOCK | Copper | - | BLUE | Class 2 (Stranded) | PVC | PVC | 0.5 | ALUMINUM MYLAR TAPE WITH DRAIN WIRE | 300/500 VOLTS | 5 CORE | OEM | FRLSH | 0.5 SQMM X 5 CORE - Copper CABLE | https://drive.google.com/file/d/1akx6OsLRlT9NRWvkh2wZV5Ks1_hqJpK1/view?usp=sharing
2402 | LDC | Building Management System (BMS) Cable | BMS CABLE | 24/.2 |  | Per Meter (100/300 Mtr Coil, 2000 Mtr Drum) | Finnolex | 153.6 | 40 % | 256 | IN STOCK | Copper | - | BLUE | Class 2 (Stranded) | PVC | PVC | 0.75 | ALUMINUM MYLAR TAPE WITH DRAIN WIRE | 300/500 VOLTS | 5 CORE | OEM | FRLSH | 0.75 SQMM X 5 CORE - Copper CABLE | https://drive.google.com/file/d/1akx6OsLRlT9NRWvkh2wZV5Ks1_hqJpK1/view?usp=sharing
2403 | LDC | Building Management System (BMS) Cable | BMS CABLE | 32/.2 |  | Per Meter (100/300 Mtr Coil, 2000 Mtr Drum) | Finnolex | 195.6 | 40 % | 326 | IN STOCK | Copper | - | BLUE | Class 2 (Stranded) | PVC | PVC | 1.0 | ALUMINUM MYLAR TAPE WITH DRAIN WIRE | 300/500 VOLTS | 5 CORE | OEM | FRLSH | 1.0 SQMM X 5 CORE - Copper CABLE | https://drive.google.com/file/d/1akx6OsLRlT9NRWvkh2wZV5Ks1_hqJpK1/view?usp=sharing
2404 | LDC | Building Management System (BMS) Cable | BMS CABLE | 30/.25 |  | Per Meter (100/300 Mtr Coil, 2000 Mtr Drum) | Finnolex | 262.8 | 40 % | 438 | IN STOCK | Copper | - | BLUE | Class 2 (Stranded) | PVC | PVC | 1.5 | ALUMINUM MYLAR TAPE WITH DRAIN WIRE | 300/500 VOLTS | 5 CORE | OEM | FRLSH | 1.5 SQMM X 5 CORE - Copper CABLE | https://drive.google.com/file/d/1akx6OsLRlT9NRWvkh2wZV5Ks1_hqJpK1/view?usp=sharing
2405 | LDC | Building Management System (BMS) Cable | BMS CABLE | 50/.25 |  | Per Meter (100/300 Mtr Coil, 2000 Mtr Drum) | Finnolex | 429.6 | 40 % | 716 | IN STOCK | Copper | - | BLUE | Class 2 (Stranded) | PVC | PVC | 2.5 | ALUMINUM MYLAR TAPE WITH DRAIN WIRE | 300/500 VOLTS | 5 CORE | OEM | FRLSH | 2.5 SQMM X 5 CORE - Copper CABLE | https://drive.google.com/file/d/1akx6OsLRlT9NRWvkh2wZV5Ks1_hqJpK1/view?usp=sharing
2406 | LDC | Building Management System (BMS) Cable | BMS CABLE | 16/.2 |  | Per Meter (100/300 Mtr Coil, 2000 Mtr Drum) | Finnolex | 128.4 | 40 % | 214 | IN STOCK | Copper | - | BLUE | Class 2 (Stranded) | PVC | PVC | 0.5 | ALUMINUM MYLAR TAPE WITH DRAIN WIRE | 300/500 VOLTS | 6 CORE | OEM | FRLSH | 0.5 SQMM X 6 CORE - Copper CABLE | https://drive.google.com/file/d/1DmuhG0_ZqBpZbF2shZnNHbp4C0JIUAz3/view?usp=sharing
2407 | LDC | Building Management System (BMS) Cable | BMS CABLE | 24/.2 |  | Per Meter (100/300 Mtr Coil, 2000 Mtr Drum) | Finnolex | 176.4 | 40 % | 294 | IN STOCK | Copper | - | BLUE | Class 2 (Stranded) | PVC | PVC | 0.75 | ALUMINUM MYLAR TAPE WITH DRAIN WIRE | 300/500 VOLTS | 6 CORE | OEM | FRLSH | 0.75 SQMM X 6 CORE - Copper CABLE | https://drive.google.com/file/d/1DmuhG0_ZqBpZbF2shZnNHbp4C0JIUAz3/view?usp=sharing
2408 | LDC | Building Management System (BMS) Cable | BMS CABLE | 32/.2 |  | Per Meter (100/300 Mtr Coil, 2000 Mtr Drum) | Finnolex | 226.8 | 40 % | 378 | IN STOCK | Copper | - | BLUE | Class 2 (Stranded) | PVC | PVC | 1.0 | ALUMINUM MYLAR TAPE WITH DRAIN WIRE | 300/500 VOLTS | 6 CORE | OEM | FRLSH | 1.0 SQMM X 6 CORE - Copper CABLE | https://drive.google.com/file/d/1DmuhG0_ZqBpZbF2shZnNHbp4C0JIUAz3/view?usp=sharing
2409 | LDC | Building Management System (BMS) Cable | BMS CABLE | 30/.25 |  | Per Meter (100/300 Mtr Coil, 2000 Mtr Drum) | Finnolex | 311.4 | 40 % | 519 | IN STOCK | Copper | - | BLUE | Class 2 (Stranded) | PVC | PVC | 1.5 | ALUMINUM MYLAR TAPE WITH DRAIN WIRE | 300/500 VOLTS | 6 CORE | OEM | FRLSH | 1.5 SQMM X 6 CORE - Copper CABLE | https://drive.google.com/file/d/1DmuhG0_ZqBpZbF2shZnNHbp4C0JIUAz3/view?usp=sharing
2410 | LDC | Building Management System (BMS) Cable | BMS CABLE | 50/.25 |  | Per Meter (100/300 Mtr Coil, 2000 Mtr Drum) | Finnolex | 505.2 | 40 % | 842 | IN STOCK | Copper | - | BLUE | Class 2 (Stranded) | PVC | PVC | 2.5 | ALUMINUM MYLAR TAPE WITH DRAIN WIRE | 300/500 VOLTS | 6 CORE | OEM | FRLSH | 2.5 SQMM X 6 CORE - Copper CABLE | https://drive.google.com/file/d/1DmuhG0_ZqBpZbF2shZnNHbp4C0JIUAz3/view?usp=sharing
2411 | LDC | Building Management System (BMS) Cable | BMS CABLE | 16/.2 |  | Per Meter (100/300 Mtr Coil, 2000 Mtr Drum) | Finnolex | 141.6 | 40 % | 236 | IN STOCK | Copper | - | BLUE | Class 2 (Stranded) | PVC | PVC | 0.5 | ALUMINUM MYLAR TAPE WITH DRAIN WIRE | 300/500 VOLTS | 7 CORE | OEM | FRLSH | 0.5 SQMM X 7 CORE - Copper CABLE | https://drive.google.com/file/d/1ED3fgkv02Ia28S8hIx8ZqNuTKyY7t1Lv/view?usp=sharing
2412 | LDC | Building Management System (BMS) Cable | BMS CABLE | 24/.2 |  | Per Meter (100/300 Mtr Coil, 2000 Mtr Drum) | Finnolex | 201.6 | 40 % | 336 | IN STOCK | Copper | - | BLUE | Class 2 (Stranded) | PVC | PVC | 0.75 | ALUMINUM MYLAR TAPE WITH DRAIN WIRE | 300/500 VOLTS | 7 CORE | OEM | FRLSH | 0.75 SQMM X 7 CORE - Copper CABLE | https://drive.google.com/file/d/1ED3fgkv02Ia28S8hIx8ZqNuTKyY7t1Lv/view?usp=sharing
2413 | LDC | Building Management System (BMS) Cable | BMS CABLE | 32/.2 |  | Per Meter (100/300 Mtr Coil, 2000 Mtr Drum) | Finnolex | 256.8 | 40 % | 428 | IN STOCK | Copper | - | BLUE | Class 2 (Stranded) | PVC | PVC | 1.0 | ALUMINUM MYLAR TAPE WITH DRAIN WIRE | 300/500 VOLTS | 7 CORE | OEM | FRLSH | 1.0 SQMM X 7 CORE - Copper CABLE | https://drive.google.com/file/d/1ED3fgkv02Ia28S8hIx8ZqNuTKyY7t1Lv/view?usp=sharing
2414 | LDC | Building Management System (BMS) Cable | BMS CABLE | 30/.25 |  | Per Meter (100/300 Mtr Coil, 2000 Mtr Drum) | Finnolex | 354 | 40 % | 590 | IN STOCK | Copper | - | BLUE | Class 2 (Stranded) | PVC | PVC | 1.5 | ALUMINUM MYLAR TAPE WITH DRAIN WIRE | 300/500 VOLTS | 7 CORE | OEM | FRLSH | 1.5 SQMM X 7 CORE - Copper CABLE | https://drive.google.com/file/d/1ED3fgkv02Ia28S8hIx8ZqNuTKyY7t1Lv/view?usp=sharing
2415 | LDC | Building Management System (BMS) Cable | BMS CABLE | 50/.25 |  | Per Meter (100/300 Mtr Coil, 2000 Mtr Drum) | Finnolex | 603 | 40 % | 1005 | IN STOCK | Copper | - | BLUE | Class 2 (Stranded) | PVC | PVC | 2.5 | ALUMINUM MYLAR TAPE WITH DRAIN WIRE | 300/500 VOLTS | 7 CORE | OEM | FRLSH | 2.5 SQMM X 7 CORE - Copper CABLE | https://drive.google.com/file/d/1ED3fgkv02Ia28S8hIx8ZqNuTKyY7t1Lv/view?usp=sharing
2416 | LDC | Building Management System (BMS) Cable | BMS CABLE | 16/.2 |  | Per Meter (100/300 Mtr Coil, 2000 Mtr Drum) | Finnolex | 165.6 | 40 % | 276 | IN STOCK | Copper | - | BLUE | Class 2 (Stranded) | PVC | PVC | 0.5 | ALUMINUM MYLAR TAPE WITH DRAIN WIRE | 300/500 VOLTS | 8 CORE | OEM | FRLSH | 0.5 SQMM X 8 CORE - Copper CABLE | https://drive.google.com/file/d/1_5dWiDBuRaNyoUpGoW6KxAE3lE2cTKuU/view?usp=sharing
2417 | LDC | Building Management System (BMS) Cable | BMS CABLE | 24/.2 |  | Per Meter (100/300 Mtr Coil, 2000 Mtr Drum) | Finnolex | 228.6 | 40 % | 381 | IN STOCK | Copper | - | BLUE | Class 2 (Stranded) | PVC | PVC | 0.75 | ALUMINUM MYLAR TAPE WITH DRAIN WIRE | 300/500 VOLTS | 8 CORE | OEM | FRLSH | 0.75 SQMM X 8 CORE - Copper CABLE | https://drive.google.com/file/d/1_5dWiDBuRaNyoUpGoW6KxAE3lE2cTKuU/view?usp=sharing
2418 | LDC | Building Management System (BMS) Cable | BMS CABLE | 32/.2 |  | Per Meter (100/300 Mtr Coil, 2000 Mtr Drum) | Finnolex | 292.2 | 40 % | 487 | IN STOCK | Copper | - | BLUE | Class 2 (Stranded) | PVC | PVC | 1.0 | ALUMINUM MYLAR TAPE WITH DRAIN WIRE | 300/500 VOLTS | 8 CORE | OEM | FRLSH | 1.0 SQMM X 8 CORE - Copper CABLE | https://drive.google.com/file/d/1_5dWiDBuRaNyoUpGoW6KxAE3lE2cTKuU/view?usp=sharing
2419 | LDC | Building Management System (BMS) Cable | BMS CABLE | 30/.25 |  | Per Meter (100/300 Mtr Coil, 2000 Mtr Drum) | Finnolex | 412.2 | 40 % | 687 | IN STOCK | Copper | - | BLUE | Class 2 (Stranded) | PVC | PVC | 1.5 | ALUMINUM MYLAR TAPE WITH DRAIN WIRE | 300/500 VOLTS | 8 CORE | OEM | FRLSH | 1.5 SQMM X 8 CORE - Copper CABLE | https://drive.google.com/file/d/1_5dWiDBuRaNyoUpGoW6KxAE3lE2cTKuU/view?usp=sharing
2420 | LDC | Building Management System (BMS) Cable | BMS CABLE | 50/.25 |  | Per Meter (100/300 Mtr Coil, 2000 Mtr Drum) | Finnolex | 675.6 | 40 % | 1126 | IN STOCK | Copper | - | BLUE | Class 2 (Stranded) | PVC | PVC | 2.5 | ALUMINUM MYLAR TAPE WITH DRAIN WIRE | 300/500 VOLTS | 8 CORE | OEM | FRLSH | 2.5 SQMM X 8 CORE - Copper CABLE | https://drive.google.com/file/d/1_5dWiDBuRaNyoUpGoW6KxAE3lE2cTKuU/view?usp=sharing
2421 | LDC | Building Management System (BMS) Cable | BMS CABLE | 16/.2 |  | Per Meter (100/300 Mtr Coil, 2000 Mtr Drum) | Finnolex | 199.2 | 40 % | 332 | IN STOCK | Copper | - | BLUE | Class 2 (Stranded) | PVC | PVC | 0.5 | ALUMINUM MYLAR TAPE WITH DRAIN WIRE | 300/500 VOLTS | 10 CORE | OEM | FRLSH | 0.5 SQMM X 10 CORE - Copper CABLE | https://drive.google.com/file/d/1-EKRY2DtAt5gRbaSiwRnjgj1ZqgVueDb/view?usp=sharing
2422 | LDC | Building Management System (BMS) Cable | BMS CABLE | 24/.2 |  | Per Meter (100/300 Mtr Coil, 2000 Mtr Drum) | Finnolex | 276 | 40 % | 460 | IN STOCK | Copper | - | BLUE | Class 2 (Stranded) | PVC | PVC | 0.75 | ALUMINUM MYLAR TAPE WITH DRAIN WIRE | 300/500 VOLTS | 10 CORE | OEM | FRLSH | 0.75 SQMM X 10 CORE - Copper CABLE | https://drive.google.com/file/d/1-EKRY2DtAt5gRbaSiwRnjgj1ZqgVueDb/view?usp=sharing
2423 | LDC | Building Management System (BMS) Cable | BMS CABLE | 32/.2 |  | Per Meter (100/300 Mtr Coil, 2000 Mtr Drum) | Finnolex | 357 | 40 % | 595 | IN STOCK | Copper | - | BLUE | Class 2 (Stranded) | PVC | PVC | 1.0 | ALUMINUM MYLAR TAPE WITH DRAIN WIRE | 300/500 VOLTS | 10 CORE | OEM | FRLSH | 1.0 SQMM X 10 CORE - Copper CABLE | https://drive.google.com/file/d/1-EKRY2DtAt5gRbaSiwRnjgj1ZqgVueDb/view?usp=sharing
2424 | LDC | Building Management System (BMS) Cable | BMS CABLE | 30/.25 |  | Per Meter (100/300 Mtr Coil, 2000 Mtr Drum) | Finnolex | 501 | 40 % | 835 | IN STOCK | Copper | - | BLUE | Class 2 (Stranded) | PVC | PVC | 1.5 | ALUMINUM MYLAR TAPE WITH DRAIN WIRE | 300/500 VOLTS | 10 CORE | OEM | FRLSH | 1.5 SQMM X 10 CORE - Copper CABLE | https://drive.google.com/file/d/1-EKRY2DtAt5gRbaSiwRnjgj1ZqgVueDb/view?usp=sharing
2425 | LDC | Building Management System (BMS) Cable | BMS CABLE | 50/.25 |  | Per Meter (100/300 Mtr Coil, 2000 Mtr Drum) | Finnolex | 813 | 40 % | 1355 | IN STOCK | Copper | - | BLUE | Class 2 (Stranded) | PVC | PVC | 2.5 | ALUMINUM MYLAR TAPE WITH DRAIN WIRE | 300/500 VOLTS | 10 CORE | OEM | FRLSH | 2.5 SQMM X 10 CORE - Copper CABLE | https://drive.google.com/file/d/1-EKRY2DtAt5gRbaSiwRnjgj1ZqgVueDb/view?usp=sharing
2426 | LDC | Building Management System (BMS) Cable | BMS CABLE | 16/.2 |  | Per Meter (100/300 Mtr Coil, 2000 Mtr Drum) | Finnolex | 230.4 | 40 % | 384 | IN STOCK | Copper | - | BLUE | Class 2 (Stranded) | PVC | PVC | 0.5 | ALUMINUM MYLAR TAPE WITH DRAIN WIRE | 300/500 VOLTS | 12 CORE | OEM | FRLSH | 0.5 SQMM X 12 CORE - Copper CABLE | https://drive.google.com/file/d/1UV3NihMpcurUi8y0cVmHPOdH6ItYKshr/view?usp=sharing
2427 | LDC | Building Management System (BMS) Cable | BMS CABLE | 24/.2 |  | Per Meter (100/300 Mtr Coil, 2000 Mtr Drum) | Finnolex | 326.4 | 40 % | 544 | IN STOCK | Copper | - | BLUE | Class 2 (Stranded) | PVC | PVC | 0.75 | ALUMINUM MYLAR TAPE WITH DRAIN WIRE | 300/500 VOLTS | 12 CORE | OEM | FRLSH | 0.75 SQMM X 12 CORE - Copper CABLE | https://drive.google.com/file/d/1UV3NihMpcurUi8y0cVmHPOdH6ItYKshr/view?usp=sharing
2428 | LDC | Building Management System (BMS) Cable | BMS CABLE | 32/.2 |  | Per Meter (100/300 Mtr Coil, 2000 Mtr Drum) | Finnolex | 423.6 | 40 % | 706 | IN STOCK | Copper | - | BLUE | Class 2 (Stranded) | PVC | PVC | 1.0 | ALUMINUM MYLAR TAPE WITH DRAIN WIRE | 300/500 VOLTS | 12 CORE | OEM | FRLSH | 1.0 SQMM X 12 CORE - Copper CABLE | https://drive.google.com/file/d/1UV3NihMpcurUi8y0cVmHPOdH6ItYKshr/view?usp=sharing
2429 | LDC | Building Management System (BMS) Cable | BMS CABLE | 30/.25 |  | Per Meter (100/300 Mtr Coil, 2000 Mtr Drum) | Finnolex | 593.4 | 40 % | 989 | IN STOCK | Copper | - | BLUE | Class 2 (Stranded) | PVC | PVC | 1.5 | ALUMINUM MYLAR TAPE WITH DRAIN WIRE | 300/500 VOLTS | 12 CORE | OEM | FRLSH | 1.5 SQMM X 12 CORE - Copper CABLE | https://drive.google.com/file/d/1UV3NihMpcurUi8y0cVmHPOdH6ItYKshr/view?usp=sharing
2430 | LDC | Building Management System (BMS) Cable | BMS CABLE | 50/.25 |  | Per Meter (100/300 Mtr Coil, 2000 Mtr Drum) | Finnolex | 979.2 | 40 % | 1632 | IN STOCK | Copper | - | BLUE | Class 2 (Stranded) | PVC | PVC | 2.5 | ALUMINUM MYLAR TAPE WITH DRAIN WIRE | 300/500 VOLTS | 12 CORE | OEM | FRLSH | 2.5 SQMM X 12 CORE - Copper CABLE | https://drive.google.com/file/d/1UV3NihMpcurUi8y0cVmHPOdH6ItYKshr/view?usp=sharing
2431 | LDC | Building Management System (BMS) Cable | BMS CABLE | 16/.2 |  | Per Meter (100/300 Mtr Coil, 2000 Mtr Drum) | Finnolex | 268.8 | 40 % | 448 | IN STOCK | Copper | - | BLUE | Class 2 (Stranded) | PVC | PVC | 0.5 | ALUMINUM MYLAR TAPE WITH DRAIN WIRE | 300/500 VOLTS | 14 CORE | OEM | FRLSH | 0.5 SQMM X 14 CORE - Copper CABLE | https://drive.google.com/file/d/1k-aFSPbaUFnx-4avIlIiGYVvRp1O5MOr/view?usp=sharing
2432 | LDC | Building Management System (BMS) Cable | BMS CABLE | 24/.2 |  | Per Meter (100/300 Mtr Coil, 2000 Mtr Drum) | Finnolex | 378 | 40 % | 630 | IN STOCK | Copper | - | BLUE | Class 2 (Stranded) | PVC | PVC | 0.75 | ALUMINUM MYLAR TAPE WITH DRAIN WIRE | 300/500 VOLTS | 14 CORE | OEM | FRLSH | 0.75 SQMM X 14 CORE - Copper CABLE | https://drive.google.com/file/d/1k-aFSPbaUFnx-4avIlIiGYVvRp1O5MOr/view?usp=sharing
2433 | LDC | Building Management System (BMS) Cable | BMS CABLE | 32/.2 |  | Per Meter (100/300 Mtr Coil, 2000 Mtr Drum) | Finnolex | 498.6 | 40 % | 831 | IN STOCK | Copper | - | BLUE | Class 2 (Stranded) | PVC | PVC | 1.0 | ALUMINUM MYLAR TAPE WITH DRAIN WIRE | 300/500 VOLTS | 14 CORE | OEM | FRLSH | 1.0 SQMM X 14 CORE - Copper CABLE | https://drive.google.com/file/d/1k-aFSPbaUFnx-4avIlIiGYVvRp1O5MOr/view?usp=sharing
2434 | LDC | Building Management System (BMS) Cable | BMS CABLE | 30/.25 |  | Per Meter (100/300 Mtr Coil, 2000 Mtr Drum) | Finnolex | 669.6 | 40 % | 1116 | IN STOCK | Copper | - | BLUE | Class 2 (Stranded) | PVC | PVC | 1.5 | ALUMINUM MYLAR TAPE WITH DRAIN WIRE | 300/500 VOLTS | 14 CORE | OEM | FRLSH | 1.5 SQMM X 14 CORE - Copper CABLE | https://drive.google.com/file/d/1k-aFSPbaUFnx-4avIlIiGYVvRp1O5MOr/view?usp=sharing
2435 | LDC | Building Management System (BMS) Cable | BMS CABLE | 50/.25 |  | Per Meter (100/300 Mtr Coil, 2000 Mtr Drum) | Finnolex | 0 | 40 % |  | IN STOCK | Copper | - | BLUE | Class 2 (Stranded) | PVC | PVC | 2.5 | ALUMINUM MYLAR TAPE WITH DRAIN WIRE | 300/500 VOLTS | 14 CORE | OEM | FRLSH | 2.5 SQMM X 14 CORE - Copper CABLE | https://drive.google.com/file/d/1k-aFSPbaUFnx-4avIlIiGYVvRp1O5MOr/view?usp=sharing
2436 | LDC | Building Management System (BMS) Cable | BMS CABLE | 16/.2 |  | Per Meter (100/300 Mtr Coil, 2000 Mtr Drum) | Finnolex | 299.4 | 40 % | 499 | IN STOCK | Copper | - | BLUE | Class 2 (Stranded) | PVC | PVC | 0.5 | ALUMINUM MYLAR TAPE WITH DRAIN WIRE | 300/500 VOLTS | 16 CORE | OEM | FRLSH | 0.5 SQMM X 16 CORE - Copper CABLE | https://drive.google.com/file/d/1Kz10sIeBpDCchsC9-E2roYVltTbJLvTo/view?usp=sharing
2437 | LDC | Building Management System (BMS) Cable | BMS CABLE | 24/.2 |  | Per Meter (100/300 Mtr Coil, 2000 Mtr Drum) | Finnolex | 430.2 | 40 % | 717 | IN STOCK | Copper | - | BLUE | Class 2 (Stranded) | PVC | PVC | 0.75 | ALUMINUM MYLAR TAPE WITH DRAIN WIRE | 300/500 VOLTS | 16 CORE | OEM | FRLSH | 0.75 SQMM X 16 CORE - Copper CABLE | https://drive.google.com/file/d/1Kz10sIeBpDCchsC9-E2roYVltTbJLvTo/view?usp=sharing
2438 | LDC | Building Management System (BMS) Cable | BMS CABLE | 32/.2 |  | Per Meter (100/300 Mtr Coil, 2000 Mtr Drum) | Finnolex | 558 | 40 % | 930 | IN STOCK | Copper | - | BLUE | Class 2 (Stranded) | PVC | PVC | 1.0 | ALUMINUM MYLAR TAPE WITH DRAIN WIRE | 300/500 VOLTS | 16 CORE | OEM | FRLSH | 1.0 SQMM X 16 CORE - Copper CABLE | https://drive.google.com/file/d/1Kz10sIeBpDCchsC9-E2roYVltTbJLvTo/view?usp=sharing
2439 | LDC | Building Management System (BMS) Cable | BMS CABLE | 30/.25 |  | Per Meter (100/300 Mtr Coil, 2000 Mtr Drum) | Finnolex | 786.6 | 40 % | 1311 | IN STOCK | Copper | - | BLUE | Class 2 (Stranded) | PVC | PVC | 1.5 | ALUMINUM MYLAR TAPE WITH DRAIN WIRE | 300/500 VOLTS | 16 CORE | OEM | FRLSH | 1.5 SQMM X 16 CORE - Copper CABLE | https://drive.google.com/file/d/1Kz10sIeBpDCchsC9-E2roYVltTbJLvTo/view?usp=sharing
2440 | LDC | Building Management System (BMS) Cable | BMS CABLE | 50/.25 |  | Per Meter (100/300 Mtr Coil, 2000 Mtr Drum) | Finnolex | 0 | 40 % |  | IN STOCK | Copper | - | BLUE | Class 2 (Stranded) | PVC | PVC | 2.5 | ALUMINUM MYLAR TAPE WITH DRAIN WIRE | 300/500 VOLTS | 16 CORE | OEM | FRLSH | 2.5 SQMM X 16 CORE - Copper CABLE | https://drive.google.com/file/d/1Kz10sIeBpDCchsC9-E2roYVltTbJLvTo/view?usp=sharing
2441 | LDC | Building Management System (BMS) Cable | BMS CABLE | 16/.2 |  | Per Meter (100/300 Mtr Coil, 2000 Mtr Drum) | Finnolex | 346.8 | 40 % | 578 | IN STOCK | Copper | - | BLUE | Class 2 (Stranded) | PVC | PVC | 0.5 | ALUMINUM MYLAR TAPE WITH DRAIN WIRE | 300/500 VOLTS | 19 CORE | OEM | FRLSH | 0.5 SQMM X 19 CORE - Copper CABLE | https://drive.google.com/file/d/1PylPAyMkwS87VugNOenD_CfICVWGxFYi/view?usp=sharing
2442 | LDC | Building Management System (BMS) Cable | BMS CABLE | 24/.2 |  | Per Meter (100/300 Mtr Coil, 2000 Mtr Drum) | Finnolex | 502.8 | 40 % | 838 | IN STOCK | Copper | - | BLUE | Class 2 (Stranded) | PVC | PVC | 0.75 | ALUMINUM MYLAR TAPE WITH DRAIN WIRE | 300/500 VOLTS | 19 CORE | OEM | FRLSH | 0.75 SQMM X 19 CORE - Copper CABLE | https://drive.google.com/file/d/1PylPAyMkwS87VugNOenD_CfICVWGxFYi/view?usp=sharing
2443 | LDC | Building Management System (BMS) Cable | BMS CABLE | 32/.2 |  | Per Meter (100/300 Mtr Coil, 2000 Mtr Drum) | Finnolex | 654.6 | 40 % | 1091 | IN STOCK | Copper | - | BLUE | Class 2 (Stranded) | PVC | PVC | 1.0 | ALUMINUM MYLAR TAPE WITH DRAIN WIRE | 300/500 VOLTS | 19 CORE | OEM | FRLSH | 1.0 SQMM X 19 CORE - Copper CABLE | https://drive.google.com/file/d/1PylPAyMkwS87VugNOenD_CfICVWGxFYi/view?usp=sharing
2444 | LDC | Building Management System (BMS) Cable | BMS CABLE | 30/.25 |  | Per Meter (100/300 Mtr Coil, 2000 Mtr Drum) | Finnolex | 859.8 | 40 % | 1433 | IN STOCK | Copper | - | BLUE | Class 2 (Stranded) | PVC | PVC | 1.5 | ALUMINUM MYLAR TAPE WITH DRAIN WIRE | 300/500 VOLTS | 19 CORE | OEM | FRLSH | 1.5 SQMM X 19 CORE - Copper CABLE | https://drive.google.com/file/d/1PylPAyMkwS87VugNOenD_CfICVWGxFYi/view?usp=sharing
2445 | LDC | Building Management System (BMS) Cable | BMS CABLE | 50/.25 |  | Per Meter (100/300 Mtr Coil, 2000 Mtr Drum) | Finnolex | 0 | 40 % |  | IN STOCK | Copper | - | BLUE | Class 2 (Stranded) | PVC | PVC | 2.5 | ALUMINUM MYLAR TAPE WITH DRAIN WIRE | 300/500 VOLTS | 19 CORE | OEM | FRLSH | 2.5 SQMM X 19 CORE - Copper CABLE | https://drive.google.com/file/d/1PylPAyMkwS87VugNOenD_CfICVWGxFYi/view?usp=sharing
2446 | LDC | Building Management System (BMS) Cable | BMS CABLE | 16/.2 |  | Per Meter (100/300 Mtr Coil, 2000 Mtr Drum) | Finnolex | 432 | 40 % | 720 | IN STOCK | Copper | - | BLUE | Class 2 (Stranded) | PVC | PVC | 0.5 | ALUMINUM MYLAR TAPE WITH DRAIN WIRE | 300/500 VOLTS | 24 CORE | OEM | FRLSH | 0.5 SQMM X 24 CORE - Copper CABLE | https://drive.google.com/file/d/1ZJYrmYcwYUidKg1gQvker-rYhJMtMpxC/view?usp=sharing
2447 | LDC | Building Management System (BMS) Cable | BMS CABLE | 24/.2 |  | Per Meter (100/300 Mtr Coil, 2000 Mtr Drum) | Finnolex | 628.8 | 40 % | 1048 | IN STOCK | Copper | - | BLUE | Class 2 (Stranded) | PVC | PVC | 0.75 | ALUMINUM MYLAR TAPE WITH DRAIN WIRE | 300/500 VOLTS | 24 CORE | OEM | FRLSH | 0.75 SQMM X 24 CORE - Copper CABLE | https://drive.google.com/file/d/1ZJYrmYcwYUidKg1gQvker-rYhJMtMpxC/view?usp=sharing
2448 | LDC | Building Management System (BMS) Cable | BMS CABLE | 32/.2 |  | Per Meter (100/300 Mtr Coil, 2000 Mtr Drum) | Finnolex | 823.2 | 40 % | 1372 | IN STOCK | Copper | - | BLUE | Class 2 (Stranded) | PVC | PVC | 1.0 | ALUMINUM MYLAR TAPE WITH DRAIN WIRE | 300/500 VOLTS | 24 CORE | OEM | FRLSH | 1.0 SQMM X 24 CORE - Copper CABLE | https://drive.google.com/file/d/1ZJYrmYcwYUidKg1gQvker-rYhJMtMpxC/view?usp=sharing
2449 | LDC | Building Management System (BMS) Cable | BMS CABLE | 30/.25 |  | Per Meter (100/300 Mtr Coil, 2000 Mtr Drum) | Finnolex | 1162.8 | 40 % | 1938 | IN STOCK | Copper | - | BLUE | Class 2 (Stranded) | PVC | PVC | 1.5 | ALUMINUM MYLAR TAPE WITH DRAIN WIRE | 300/500 VOLTS | 24 CORE | OEM | FRLSH | 1.5 SQMM X 24 CORE - Copper CABLE | https://drive.google.com/file/d/1ZJYrmYcwYUidKg1gQvker-rYhJMtMpxC/view?usp=sharing
2450 | LDC | Building Management System (BMS) Cable | BMS CABLE | 50/.25 |  | Per Meter (100/300 Mtr Coil, 2000 Mtr Drum) | Finnolex | 0 | 40 % |  | IN STOCK | Copper | - | BLUE | Class 2 (Stranded) | PVC | PVC | 2.5 | ALUMINUM MYLAR TAPE WITH DRAIN WIRE | 300/500 VOLTS | 24 CORE | OEM | FRLSH | 2.5 SQMM X 24 CORE - Copper CABLE | https://drive.google.com/file/d/1ZJYrmYcwYUidKg1gQvker-rYhJMtMpxC/view?usp=sharing
2451 | LDC | Pair Cable - Overall Shielded-Armoured Instrumentation Cable | PAIR CABLE |  | - | Per Meter | Finnolex | 93.6 | 40 % | 156 | IN STOCK | Copper | Armoured (GI Steel Wire/Strip) | BLUE | Class 2 (Stranded) | PVC | PVC / XLPE | 0.5 | Overall Shielded (Aluminium Mylar Tape) |  | PAIR-1 | OEM | PVC | 0.5 SQMM X PAIR-1 Armoured (GI Steel Wire/Strip) Copper CABLE | https://drive.google.com/file/d/1VpKr7thRnaRJvP7VueWOCU0DAH9bSuCo/view?usp=sharing
2452 | LDC | Pair Cable - Overall Shielded-Armoured Instrumentation Cable | PAIR CABLE |  | - | Per Meter | Finnolex | 108.6 | 40 % | 181 | IN STOCK | Copper | Armoured (GI Steel Wire/Strip) | BLUE | Class 2 (Stranded) | PVC | PVC / XLPE | 0.75 | Overall Shielded (Aluminium Mylar Tape) |  | PAIR-1 | OEM | PVC | 0.75 SQMM X PAIR-1 Armoured (GI Steel Wire/Strip) Copper CABLE | https://drive.google.com/file/d/1VpKr7thRnaRJvP7VueWOCU0DAH9bSuCo/view?usp=sharing
2453 | LDC | Pair Cable - Overall Shielded-Armoured Instrumentation Cable | PAIR CABLE |  | - | Per Meter | Finnolex | 121.8 | 40 % | 203 | IN STOCK | Copper | Armoured (GI Steel Wire/Strip) | BLUE | Class 2 (Stranded) | PVC | PVC / XLPE | 1.0 | Overall Shielded (Aluminium Mylar Tape) |  | PAIR-1 | OEM | PVC | 1.0 SQMM X PAIR-1 Armoured (GI Steel Wire/Strip) Copper CABLE | https://drive.google.com/file/d/1VpKr7thRnaRJvP7VueWOCU0DAH9bSuCo/view?usp=sharing
2454 | LDC | Pair Cable - Overall Shielded-Armoured Instrumentation Cable | PAIR CABLE |  | - | Per Meter | Finnolex | 146.4 | 40 % | 244 | IN STOCK | Copper | Armoured (GI Steel Wire/Strip) | BLUE | Class 2 (Stranded) | PVC | PVC / XLPE | 1.5 | Overall Shielded (Aluminium Mylar Tape) |  | PAIR-1 | OEM | PVC | 1.5 SQMM X PAIR-1 Armoured (GI Steel Wire/Strip) Copper CABLE | https://drive.google.com/file/d/1VpKr7thRnaRJvP7VueWOCU0DAH9bSuCo/view?usp=sharing
2455 | LDC | Pair Cable - Overall Shielded-Armoured Instrumentation Cable | PAIR CABLE |  | - | Per Meter | Finnolex | 225 | 40 % | 375 | IN STOCK | Copper | Armoured (GI Steel Wire/Strip) | BLUE | Class 2 (Stranded) | PVC | PVC / XLPE | 2.5 | Overall Shielded (Aluminium Mylar Tape) |  | PAIR-1 | OEM | PVC | 2.5 SQMM X PAIR-1 Armoured (GI Steel Wire/Strip) Copper CABLE | https://drive.google.com/file/d/1VpKr7thRnaRJvP7VueWOCU0DAH9bSuCo/view?usp=sharing
2456 | LDC | Pair Cable - Overall Shielded-Armoured Instrumentation Cable | PAIR CABLE |  | - | Per Meter | Finnolex | 142.2 | 40 % | 237 | IN STOCK | Copper | Armoured (GI Steel Wire/Strip) | BLUE | Class 2 (Stranded) | PVC | PVC / XLPE | 0.5 | Overall Shielded (Aluminium Mylar Tape) |  | PAIR-2 | OEM | PVC | 0.5 SQMM X PAIR-2 Armoured (GI Steel Wire/Strip) Copper CABLE | https://drive.google.com/file/d/1EYJ49dRUDZVvLChuI9BGvjt8FfiVL7fj/view?usp=sharing
2457 | LDC | Pair Cable - Overall Shielded-Armoured Instrumentation Cable | PAIR CABLE |  | - | Per Meter | Finnolex | 181.8 | 40 % | 303 | IN STOCK | Copper | Armoured (GI Steel Wire/Strip) | BLUE | Class 2 (Stranded) | PVC | PVC / XLPE | 0.75 | Overall Shielded (Aluminium Mylar Tape) |  | PAIR-2 | OEM | PVC | 0.75 SQMM X PAIR-2 Armoured (GI Steel Wire/Strip) Copper CABLE | https://drive.google.com/file/d/1EYJ49dRUDZVvLChuI9BGvjt8FfiVL7fj/view?usp=sharing
2458 | LDC | Pair Cable - Overall Shielded-Armoured Instrumentation Cable | PAIR CABLE |  | - | Per Meter | Finnolex | 205.8 | 40 % | 343 | IN STOCK | Copper | Armoured (GI Steel Wire/Strip) | BLUE | Class 2 (Stranded) | PVC | PVC / XLPE | 1.0 | Overall Shielded (Aluminium Mylar Tape) |  | PAIR-2 | OEM | PVC | 1.0 SQMM X PAIR-2 Armoured (GI Steel Wire/Strip) Copper CABLE | https://drive.google.com/file/d/1EYJ49dRUDZVvLChuI9BGvjt8FfiVL7fj/view?usp=sharing
2459 | LDC | Pair Cable - Overall Shielded-Armoured Instrumentation Cable | PAIR CABLE |  | - | Per Meter | Finnolex | 255 | 40 % | 425 | IN STOCK | Copper | Armoured (GI Steel Wire/Strip) | BLUE | Class 2 (Stranded) | PVC | PVC / XLPE | 1.5 | Overall Shielded (Aluminium Mylar Tape) |  | PAIR-2 | OEM | PVC | 1.5 SQMM X PAIR-2 Armoured (GI Steel Wire/Strip) Copper CABLE | https://drive.google.com/file/d/1EYJ49dRUDZVvLChuI9BGvjt8FfiVL7fj/view?usp=sharing
2460 | LDC | Pair Cable - Overall Shielded-Armoured Instrumentation Cable | PAIR CABLE |  | - | Per Meter | Finnolex | 404.4 | 40 % | 674 | IN STOCK | Copper | Armoured (GI Steel Wire/Strip) | BLUE | Class 2 (Stranded) | PVC | PVC / XLPE | 2.5 | Overall Shielded (Aluminium Mylar Tape) |  | PAIR-2 | OEM | PVC | 2.5 SQMM X PAIR-2 Armoured (GI Steel Wire/Strip) Copper CABLE | https://drive.google.com/file/d/1EYJ49dRUDZVvLChuI9BGvjt8FfiVL7fj/view?usp=sharing
2461 | LDC | Pair Cable - Overall Shielded-Armoured Instrumentation Cable | PAIR CABLE |  | - | Per Meter | Finnolex | 175.8 | 40 % | 293 | IN STOCK | Copper | Armoured (GI Steel Wire/Strip) | BLUE | Class 2 (Stranded) | PVC | PVC / XLPE | 0.5 | Overall Shielded (Aluminium Mylar Tape) |  | PAIR-3 | OEM | PVC | 0.5 SQMM X PAIR-3 Armoured (GI Steel Wire/Strip) Copper CABLE | https://drive.google.com/file/d/13HW5FolCqWvzivP-yA8FjU8bUD2HqbbK/view?usp=sharing
2462 | LDC | Pair Cable - Overall Shielded-Armoured Instrumentation Cable | PAIR CABLE |  | - | Per Meter | Finnolex | 231.6 | 40 % | 386 | IN STOCK | Copper | Armoured (GI Steel Wire/Strip) | BLUE | Class 2 (Stranded) | PVC | PVC / XLPE | 0.75 | Overall Shielded (Aluminium Mylar Tape) |  | PAIR-3 | OEM | PVC | 0.75 SQMM X PAIR-3 Armoured (GI Steel Wire/Strip) Copper CABLE | https://drive.google.com/file/d/13HW5FolCqWvzivP-yA8FjU8bUD2HqbbK/view?usp=sharing
2463 | LDC | Pair Cable - Overall Shielded-Armoured Instrumentation Cable | PAIR CABLE |  | - | Per Meter | Finnolex | 277.2 | 40 % | 462 | IN STOCK | Copper | Armoured (GI Steel Wire/Strip) | BLUE | Class 2 (Stranded) | PVC | PVC / XLPE | 1.0 | Overall Shielded (Aluminium Mylar Tape) |  | PAIR-3 | OEM | PVC | 1.0 SQMM X PAIR-3 Armoured (GI Steel Wire/Strip) Copper CABLE | https://drive.google.com/file/d/13HW5FolCqWvzivP-yA8FjU8bUD2HqbbK/view?usp=sharing
2464 | LDC | Pair Cable - Overall Shielded-Armoured Instrumentation Cable | PAIR CABLE |  | - | Per Meter | Finnolex | 355.2 | 40 % | 592 | IN STOCK | Copper | Armoured (GI Steel Wire/Strip) | BLUE | Class 2 (Stranded) | PVC | PVC / XLPE | 1.5 | Overall Shielded (Aluminium Mylar Tape) |  | PAIR-3 | OEM | PVC | 1.5 SQMM X PAIR-3 Armoured (GI Steel Wire/Strip) Copper CABLE | https://drive.google.com/file/d/13HW5FolCqWvzivP-yA8FjU8bUD2HqbbK/view?usp=sharing
2465 | LDC | Pair Cable - Overall Shielded-Armoured Instrumentation Cable | PAIR CABLE |  | - | Per Meter | Finnolex | 555.6 | 40 % | 926 | IN STOCK | Copper | Armoured (GI Steel Wire/Strip) | BLUE | Class 2 (Stranded) | PVC | PVC / XLPE | 2.5 | Overall Shielded (Aluminium Mylar Tape) |  | PAIR-3 | OEM | PVC | 2.5 SQMM X PAIR-3 Armoured (GI Steel Wire/Strip) Copper CABLE | https://drive.google.com/file/d/13HW5FolCqWvzivP-yA8FjU8bUD2HqbbK/view?usp=sharing
2466 | LDC | Pair Cable - Overall Shielded-Armoured Instrumentation Cable | PAIR CABLE |  | - | Per Meter | Finnolex | 213 | 40 % | 355 | IN STOCK | Copper | Armoured (GI Steel Wire/Strip) | BLUE | Class 2 (Stranded) | PVC | PVC / XLPE | 0.5 | Overall Shielded (Aluminium Mylar Tape) |  | PAIR-4 | OEM | PVC | 0.5 SQMM X PAIR-4 Armoured (GI Steel Wire/Strip) Copper CABLE | https://drive.google.com/file/d/1scpWNDpDvWYBpxhfKcymYvB0jeLwyBkg/view?usp=sharing
2467 | LDC | Pair Cable - Overall Shielded-Armoured Instrumentation Cable | PAIR CABLE |  | - | Per Meter | Finnolex | 289.8 | 40 % | 483 | IN STOCK | Copper | Armoured (GI Steel Wire/Strip) | BLUE | Class 2 (Stranded) | PVC | PVC / XLPE | 0.75 | Overall Shielded (Aluminium Mylar Tape) |  | PAIR-4 | OEM | PVC | 0.75 SQMM X PAIR-4 Armoured (GI Steel Wire/Strip) Copper CABLE | https://drive.google.com/file/d/1scpWNDpDvWYBpxhfKcymYvB0jeLwyBkg/view?usp=sharing
2468 | LDC | Pair Cable - Overall Shielded-Armoured Instrumentation Cable | PAIR CABLE |  | - | Per Meter | Finnolex | 348.6 | 40 % | 581 | IN STOCK | Copper | Armoured (GI Steel Wire/Strip) | BLUE | Class 2 (Stranded) | PVC | PVC / XLPE | 1.0 | Overall Shielded (Aluminium Mylar Tape) |  | PAIR-4 | OEM | PVC | 1.0 SQMM X PAIR-4 Armoured (GI Steel Wire/Strip) Copper CABLE | https://drive.google.com/file/d/1scpWNDpDvWYBpxhfKcymYvB0jeLwyBkg/view?usp=sharing
2469 | LDC | Pair Cable - Overall Shielded-Armoured Instrumentation Cable | PAIR CABLE |  | - | Per Meter | Finnolex | 450.6 | 40 % | 751 | IN STOCK | Copper | Armoured (GI Steel Wire/Strip) | BLUE | Class 2 (Stranded) | PVC | PVC / XLPE | 1.5 | Overall Shielded (Aluminium Mylar Tape) |  | PAIR-4 | OEM | PVC | 1.5 SQMM X PAIR-4 Armoured (GI Steel Wire/Strip) Copper CABLE | https://drive.google.com/file/d/1scpWNDpDvWYBpxhfKcymYvB0jeLwyBkg/view?usp=sharing
2470 | LDC | Pair Cable - Overall Shielded-Armoured Instrumentation Cable | PAIR CABLE |  | - | Per Meter | Finnolex | 710.4 | 40 % | 1184 | IN STOCK | Copper | Armoured (GI Steel Wire/Strip) | BLUE | Class 2 (Stranded) | PVC | PVC / XLPE | 2.5 | Overall Shielded (Aluminium Mylar Tape) |  | PAIR-4 | OEM | PVC | 2.5 SQMM X PAIR-4 Armoured (GI Steel Wire/Strip) Copper CABLE | https://drive.google.com/file/d/1scpWNDpDvWYBpxhfKcymYvB0jeLwyBkg/view?usp=sharing
2471 | LDC | Pair Cable - Overall Shielded-Armoured Instrumentation Cable | PAIR CABLE |  | - | Per Meter | Finnolex | 260.4 | 40 % | 434 | IN STOCK | Copper | Armoured (GI Steel Wire/Strip) | BLUE | Class 2 (Stranded) | PVC | PVC / XLPE | 0.5 | Overall Shielded (Aluminium Mylar Tape) |  | PAIR-5 | OEM | PVC | 0.5 SQMM X PAIR-5 Armoured (GI Steel Wire/Strip) Copper CABLE | https://drive.google.com/file/d/11jkVnJRwIf1qIiVdevqGDUzl1Ky8udmN/view?usp=sharing
2472 | LDC | Pair Cable - Overall Shielded-Armoured Instrumentation Cable | PAIR CABLE |  | - | Per Meter | Finnolex | 359.4 | 40 % | 599 | IN STOCK | Copper | Armoured (GI Steel Wire/Strip) | BLUE | Class 2 (Stranded) | PVC | PVC / XLPE | 0.75 | Overall Shielded (Aluminium Mylar Tape) |  | PAIR-5 | OEM | PVC | 0.75 SQMM X PAIR-5 Armoured (GI Steel Wire/Strip) Copper CABLE | https://drive.google.com/file/d/11jkVnJRwIf1qIiVdevqGDUzl1Ky8udmN/view?usp=sharing
2473 | LDC | Pair Cable - Overall Shielded-Armoured Instrumentation Cable | PAIR CABLE |  | - | Per Meter | Finnolex | 424.8 | 40 % | 708 | IN STOCK | Copper | Armoured (GI Steel Wire/Strip) | BLUE | Class 2 (Stranded) | PVC | PVC / XLPE | 1.0 | Overall Shielded (Aluminium Mylar Tape) |  | PAIR-5 | OEM | PVC | 1.0 SQMM X PAIR-5 Armoured (GI Steel Wire/Strip) Copper CABLE | https://drive.google.com/file/d/11jkVnJRwIf1qIiVdevqGDUzl1Ky8udmN/view?usp=sharing
2474 | LDC | Pair Cable - Overall Shielded-Armoured Instrumentation Cable | PAIR CABLE |  | - | Per Meter | Finnolex | 542.4 | 40 % | 904 | IN STOCK | Copper | Armoured (GI Steel Wire/Strip) | BLUE | Class 2 (Stranded) | PVC | PVC / XLPE | 1.5 | Overall Shielded (Aluminium Mylar Tape) |  | PAIR-5 | OEM | PVC | 1.5 SQMM X PAIR-5 Armoured (GI Steel Wire/Strip) Copper CABLE | https://drive.google.com/file/d/11jkVnJRwIf1qIiVdevqGDUzl1Ky8udmN/view?usp=sharing
2475 | LDC | Pair Cable - Overall Shielded-Armoured Instrumentation Cable | PAIR CABLE |  | - | Per Meter | Finnolex | 867.6 | 40 % | 1446 | IN STOCK | Copper | Armoured (GI Steel Wire/Strip) | BLUE | Class 2 (Stranded) | PVC | PVC / XLPE | 2.5 | Overall Shielded (Aluminium Mylar Tape) |  | PAIR-5 | OEM | PVC | 2.5 SQMM X PAIR-5 Armoured (GI Steel Wire/Strip) Copper CABLE | https://drive.google.com/file/d/11jkVnJRwIf1qIiVdevqGDUzl1Ky8udmN/view?usp=sharing
2476 | LDC | Pair Cable - Overall Shielded-Armoured Instrumentation Cable | PAIR CABLE |  | - | Per Meter | Finnolex | 299.4 | 40 % | 499 | IN STOCK | Copper | Armoured (GI Steel Wire/Strip) | BLUE | Class 2 (Stranded) | PVC | PVC / XLPE | 0.5 | Overall Shielded (Aluminium Mylar Tape) |  | PAIR-6 | OEM | PVC | 0.5 SQMM X PAIR-6 Armoured (GI Steel Wire/Strip) Copper CABLE | https://drive.google.com/file/d/1VWHpLS3UbBqDqAZOsyDHCguX9sDx51b0/view?usp=sharing
2477 | LDC | Pair Cable - Overall Shielded-Armoured Instrumentation Cable | PAIR CABLE |  | - | Per Meter | Finnolex | 413.4 | 40 % | 689 | IN STOCK | Copper | Armoured (GI Steel Wire/Strip) | BLUE | Class 2 (Stranded) | PVC | PVC / XLPE | 0.75 | Overall Shielded (Aluminium Mylar Tape) |  | PAIR-6 | OEM | PVC | 0.75 SQMM X PAIR-6 Armoured (GI Steel Wire/Strip) Copper CABLE | https://drive.google.com/file/d/1VWHpLS3UbBqDqAZOsyDHCguX9sDx51b0/view?usp=sharing
2478 | LDC | Pair Cable - Overall Shielded-Armoured Instrumentation Cable | PAIR CABLE |  | - | Per Meter | Finnolex | 499.8 | 40 % | 833 | IN STOCK | Copper | Armoured (GI Steel Wire/Strip) | BLUE | Class 2 (Stranded) | PVC | PVC / XLPE | 1.0 | Overall Shielded (Aluminium Mylar Tape) |  | PAIR-6 | OEM | PVC | 1.0 SQMM X PAIR-6 Armoured (GI Steel Wire/Strip) Copper CABLE | https://drive.google.com/file/d/1VWHpLS3UbBqDqAZOsyDHCguX9sDx51b0/view?usp=sharing
2479 | LDC | Pair Cable - Overall Shielded-Armoured Instrumentation Cable | PAIR CABLE |  | - | Per Meter | Finnolex | 655.2 | 40 % | 1092 | IN STOCK | Copper | Armoured (GI Steel Wire/Strip) | BLUE | Class 2 (Stranded) | PVC | PVC / XLPE | 1.5 | Overall Shielded (Aluminium Mylar Tape) |  | PAIR-6 | OEM | PVC | 1.5 SQMM X PAIR-6 Armoured (GI Steel Wire/Strip) Copper CABLE | https://drive.google.com/file/d/1VWHpLS3UbBqDqAZOsyDHCguX9sDx51b0/view?usp=sharing
2480 | LDC | Pair Cable - Overall Shielded-Armoured Instrumentation Cable | PAIR CABLE |  | - | Per Meter | Finnolex | 1107.6 | 40 % | 1846 | IN STOCK | Copper | Armoured (GI Steel Wire/Strip) | BLUE | Class 2 (Stranded) | PVC | PVC / XLPE | 2.5 | Overall Shielded (Aluminium Mylar Tape) |  | PAIR-6 | OEM | PVC | 2.5 SQMM X PAIR-6 Armoured (GI Steel Wire/Strip) Copper CABLE | https://drive.google.com/file/d/1VWHpLS3UbBqDqAZOsyDHCguX9sDx51b0/view?usp=sharing
2481 | LDC | Pair Cable - Overall Shielded-Armoured Instrumentation Cable | PAIR CABLE |  | - | Per Meter | Finnolex | 361.8 | 40 % | 603 | IN STOCK | Copper | Armoured (GI Steel Wire/Strip) | BLUE | Class 2 (Stranded) | PVC | PVC / XLPE | 0.5 | Overall Shielded (Aluminium Mylar Tape) |  | PAIR-7 | OEM | PVC | 0.5 SQMM X PAIR-7 Armoured (GI Steel Wire/Strip) Copper CABLE | https://drive.google.com/file/d/1Z6LwReuVnOENtfsVY-fv_G76aJd_hSaO/view?usp=sharing
2482 | LDC | Pair Cable - Overall Shielded-Armoured Instrumentation Cable | PAIR CABLE |  | - | Per Meter | Finnolex | 471.6 | 40 % | 786 | IN STOCK | Copper | Armoured (GI Steel Wire/Strip) | BLUE | Class 2 (Stranded) | PVC | PVC / XLPE | 0.75 | Overall Shielded (Aluminium Mylar Tape) |  | PAIR-7 | OEM | PVC | 0.75 SQMM X PAIR-7 Armoured (GI Steel Wire/Strip) Copper CABLE | https://drive.google.com/file/d/1Z6LwReuVnOENtfsVY-fv_G76aJd_hSaO/view?usp=sharing
2483 | LDC | Pair Cable - Overall Shielded-Armoured Instrumentation Cable | PAIR CABLE |  | - | Per Meter | Finnolex | 588.6 | 40 % | 981 | IN STOCK | Copper | Armoured (GI Steel Wire/Strip) | BLUE | Class 2 (Stranded) | PVC | PVC / XLPE | 1.0 | Overall Shielded (Aluminium Mylar Tape) |  | PAIR-7 | OEM | PVC | 1.0 SQMM X PAIR-7 Armoured (GI Steel Wire/Strip) Copper CABLE | https://drive.google.com/file/d/1Z6LwReuVnOENtfsVY-fv_G76aJd_hSaO/view?usp=sharing
2484 | LDC | Pair Cable - Overall Shielded-Armoured Instrumentation Cable | PAIR CABLE |  | - | Per Meter | Finnolex | 805.2 | 40 % | 1342 | IN STOCK | Copper | Armoured (GI Steel Wire/Strip) | BLUE | Class 2 (Stranded) | PVC | PVC / XLPE | 1.5 | Overall Shielded (Aluminium Mylar Tape) |  | PAIR-7 | OEM | PVC | 1.5 SQMM X PAIR-7 Armoured (GI Steel Wire/Strip) Copper CABLE | https://drive.google.com/file/d/1Z6LwReuVnOENtfsVY-fv_G76aJd_hSaO/view?usp=sharing
2485 | LDC | Pair Cable - Overall Shielded-Armoured Instrumentation Cable | PAIR CABLE |  | - | Per Meter | Finnolex | 1212 | 40 % | 2020 | IN STOCK | Copper | Armoured (GI Steel Wire/Strip) | BLUE | Class 2 (Stranded) | PVC | PVC / XLPE | 2.5 | Overall Shielded (Aluminium Mylar Tape) |  | PAIR-7 | OEM | PVC | 2.5 SQMM X PAIR-7 Armoured (GI Steel Wire/Strip) Copper CABLE | https://drive.google.com/file/d/1Z6LwReuVnOENtfsVY-fv_G76aJd_hSaO/view?usp=sharing
2486 | LDC | Pair Cable - Overall Shielded-Armoured Instrumentation Cable | PAIR CABLE |  | - | Per Meter | Finnolex | 383.4 | 40 % | 639 | IN STOCK | Copper | Armoured (GI Steel Wire/Strip) | BLUE | Class 2 (Stranded) | PVC | PVC / XLPE | 0.5 | Overall Shielded (Aluminium Mylar Tape) |  | PAIR-8 | OEM | PVC | 0.5 SQMM X PAIR-8 Armoured (GI Steel Wire/Strip) Copper CABLE | https://drive.google.com/file/d/1Q7iErCqXR0DZvsiF6r4gfBmPt_IG-oAb/view?usp=sharing
2487 | LDC | Pair Cable - Overall Shielded-Armoured Instrumentation Cable | PAIR CABLE |  | - | Per Meter | Finnolex | 529.8 | 40 % | 883 | IN STOCK | Copper | Armoured (GI Steel Wire/Strip) | BLUE | Class 2 (Stranded) | PVC | PVC / XLPE | 0.75 | Overall Shielded (Aluminium Mylar Tape) |  | PAIR-8 | OEM | PVC | 0.75 SQMM X PAIR-8 Armoured (GI Steel Wire/Strip) Copper CABLE | https://drive.google.com/file/d/1Q7iErCqXR0DZvsiF6r4gfBmPt_IG-oAb/view?usp=sharing
2488 | LDC | Pair Cable - Overall Shielded-Armoured Instrumentation Cable | PAIR CABLE |  | - | Per Meter | Finnolex | 636.6 | 40 % | 1061 | IN STOCK | Copper | Armoured (GI Steel Wire/Strip) | BLUE | Class 2 (Stranded) | PVC | PVC / XLPE | 1.0 | Overall Shielded (Aluminium Mylar Tape) |  | PAIR-8 | OEM | PVC | 1.0 SQMM X PAIR-8 Armoured (GI Steel Wire/Strip) Copper CABLE | https://drive.google.com/file/d/1Q7iErCqXR0DZvsiF6r4gfBmPt_IG-oAb/view?usp=sharing
2489 | LDC | Pair Cable - Overall Shielded-Armoured Instrumentation Cable | PAIR CABLE |  | - | Per Meter | Finnolex | 832.8 | 40 % | 1388 | IN STOCK | Copper | Armoured (GI Steel Wire/Strip) | BLUE | Class 2 (Stranded) | PVC | PVC / XLPE | 1.5 | Overall Shielded (Aluminium Mylar Tape) |  | PAIR-8 | OEM | PVC | 1.5 SQMM X PAIR-8 Armoured (GI Steel Wire/Strip) Copper CABLE | https://drive.google.com/file/d/1Q7iErCqXR0DZvsiF6r4gfBmPt_IG-oAb/view?usp=sharing
2490 | LDC | Pair Cable - Overall Shielded-Armoured Instrumentation Cable | PAIR CABLE |  | - | Per Meter | Finnolex | 1319.4 | 40 % | 2199 | IN STOCK | Copper | Armoured (GI Steel Wire/Strip) | BLUE | Class 2 (Stranded) | PVC | PVC / XLPE | 2.5 | Overall Shielded (Aluminium Mylar Tape) |  | PAIR-8 | OEM | PVC | 2.5 SQMM X PAIR-8 Armoured (GI Steel Wire/Strip) Copper CABLE | https://drive.google.com/file/d/1Q7iErCqXR0DZvsiF6r4gfBmPt_IG-oAb/view?usp=sharing
2491 | LDC | Pair Cable - Overall Shielded-Armoured Instrumentation Cable | PAIR CABLE |  | - | Per Meter | Finnolex | 485.4 | 40 % | 809 | IN STOCK | Copper | Armoured (GI Steel Wire/Strip) | BLUE | Class 2 (Stranded) | PVC | PVC / XLPE | 0.5 | Overall Shielded (Aluminium Mylar Tape) |  | PAIR-10 | OEM | PVC | 0.5 SQMM X PAIR-10 Armoured (GI Steel Wire/Strip) Copper CABLE | https://drive.google.com/file/d/11HyQSUVbZJshPYl7JUn7tG2kvzlbBYi6/view?usp=sharing
2492 | LDC | Pair Cable - Overall Shielded-Armoured Instrumentation Cable | PAIR CABLE |  | - | Per Meter | Finnolex | 639 | 40 % | 1065 | IN STOCK | Copper | Armoured (GI Steel Wire/Strip) | BLUE | Class 2 (Stranded) | PVC | PVC / XLPE | 0.75 | Overall Shielded (Aluminium Mylar Tape) |  | PAIR-10 | OEM | PVC | 0.75 SQMM X PAIR-10 Armoured (GI Steel Wire/Strip) Copper CABLE | https://drive.google.com/file/d/11HyQSUVbZJshPYl7JUn7tG2kvzlbBYi6/view?usp=sharing
2493 | LDC | Pair Cable - Overall Shielded-Armoured Instrumentation Cable | PAIR CABLE |  | - | Per Meter | Finnolex | 802.2 | 40 % | 1337 | IN STOCK | Copper | Armoured (GI Steel Wire/Strip) | BLUE | Class 2 (Stranded) | PVC | PVC / XLPE | 1.0 | Overall Shielded (Aluminium Mylar Tape) |  | PAIR-10 | OEM | PVC | 1.0 SQMM X PAIR-10 Armoured (GI Steel Wire/Strip) Copper CABLE | https://drive.google.com/file/d/11HyQSUVbZJshPYl7JUn7tG2kvzlbBYi6/view?usp=sharing
2494 | LDC | Pair Cable - Overall Shielded-Armoured Instrumentation Cable | PAIR CABLE |  | - | Per Meter | Finnolex | 1092 | 40 % | 1820 | IN STOCK | Copper | Armoured (GI Steel Wire/Strip) | BLUE | Class 2 (Stranded) | PVC | PVC / XLPE | 1.5 | Overall Shielded (Aluminium Mylar Tape) |  | PAIR-10 | OEM | PVC | 1.5 SQMM X PAIR-10 Armoured (GI Steel Wire/Strip) Copper CABLE | https://drive.google.com/file/d/11HyQSUVbZJshPYl7JUn7tG2kvzlbBYi6/view?usp=sharing
2495 | LDC | Pair Cable - Overall Shielded-Armoured Instrumentation Cable | PAIR CABLE |  | - | Per Meter | Finnolex | 1674 | 40 % | 2790 | IN STOCK | Copper | Armoured (GI Steel Wire/Strip) | BLUE | Class 2 (Stranded) | PVC | PVC / XLPE | 2.5 | Overall Shielded (Aluminium Mylar Tape) |  | PAIR-10 | OEM | PVC | 2.5 SQMM X PAIR-10 Armoured (GI Steel Wire/Strip) Copper CABLE | https://drive.google.com/file/d/11HyQSUVbZJshPYl7JUn7tG2kvzlbBYi6/view?usp=sharing
2496 | LDC | Pair Cable - Overall Shielded-Armoured Instrumentation Cable | PAIR CABLE |  | - | Per Meter | Finnolex | 521.4 | 40 % | 869 | IN STOCK | Copper | Armoured (GI Steel Wire/Strip) | BLUE | Class 2 (Stranded) | PVC | PVC / XLPE | 0.5 | Overall Shielded (Aluminium Mylar Tape) |  | PAIR-12 | OEM | PVC | 0.5 SQMM X PAIR-12 Armoured (GI Steel Wire/Strip) Copper CABLE | https://drive.google.com/file/d/1O0PhKSatk0O6oFu7-XEeLRQJT45BAyfn/view?usp=sharing
2497 | LDC | Pair Cable - Overall Shielded-Armoured Instrumentation Cable | PAIR CABLE |  | - | Per Meter | Finnolex | 741 | 40 % | 1235 | IN STOCK | Copper | Armoured (GI Steel Wire/Strip) | BLUE | Class 2 (Stranded) | PVC | PVC / XLPE | 0.75 | Overall Shielded (Aluminium Mylar Tape) |  | PAIR-12 | OEM | PVC | 0.75 SQMM X PAIR-12 Armoured (GI Steel Wire/Strip) Copper CABLE | https://drive.google.com/file/d/1O0PhKSatk0O6oFu7-XEeLRQJT45BAyfn/view?usp=sharing
2498 | LDC | Pair Cable - Overall Shielded-Armoured Instrumentation Cable | PAIR CABLE |  | - | Per Meter | Finnolex | 873.6 | 40 % | 1456 | IN STOCK | Copper | Armoured (GI Steel Wire/Strip) | BLUE | Class 2 (Stranded) | PVC | PVC / XLPE | 1.0 | Overall Shielded (Aluminium Mylar Tape) |  | PAIR-12 | OEM | PVC | 1.0 SQMM X PAIR-12 Armoured (GI Steel Wire/Strip) Copper CABLE | https://drive.google.com/file/d/1O0PhKSatk0O6oFu7-XEeLRQJT45BAyfn/view?usp=sharing
2499 | LDC | Pair Cable - Overall Shielded-Armoured Instrumentation Cable | PAIR CABLE |  | - | Per Meter | Finnolex | 1201.2 | 40 % | 2002 | IN STOCK | Copper | Armoured (GI Steel Wire/Strip) | BLUE | Class 2 (Stranded) | PVC | PVC / XLPE | 1.5 | Overall Shielded (Aluminium Mylar Tape) |  | PAIR-12 | OEM | PVC | 1.5 SQMM X PAIR-12 Armoured (GI Steel Wire/Strip) Copper CABLE | https://drive.google.com/file/d/1O0PhKSatk0O6oFu7-XEeLRQJT45BAyfn/view?usp=sharing
2500 | LDC | Pair Cable - Overall Shielded-Armoured Instrumentation Cable | PAIR CABLE |  | - | Per Meter | Finnolex | 2015.4 | 40 % | 3359 | IN STOCK | Copper | Armoured (GI Steel Wire/Strip) | BLUE | Class 2 (Stranded) | PVC | PVC / XLPE | 2.5 | Overall Shielded (Aluminium Mylar Tape) |  | PAIR-12 | OEM | PVC | 2.5 SQMM X PAIR-12 Armoured (GI Steel Wire/Strip) Copper CABLE | https://drive.google.com/file/d/1O0PhKSatk0O6oFu7-XEeLRQJT45BAyfn/view?usp=sharing
2501 | LDC | Pair Cable - Overall Shielded-Armoured Instrumentation Cable | PAIR CABLE |  | - | Per Meter | Finnolex | 604.8 | 40 % | 1008 | IN STOCK | Copper | Armoured (GI Steel Wire/Strip) | BLUE | Class 2 (Stranded) | PVC | PVC / XLPE | 0.5 | Overall Shielded (Aluminium Mylar Tape) |  | PAIR-14 | OEM | PVC | 0.5 SQMM X PAIR-14 Armoured (GI Steel Wire/Strip) Copper CABLE | https://drive.google.com/file/d/1Pgjrf0FkeQUckB72LxdH4EVu3Vo48dGZ/view?usp=sharing
2502 | LDC | Pair Cable - Overall Shielded-Armoured Instrumentation Cable | PAIR CABLE |  | - | Per Meter | Finnolex | 838.2 | 40 % | 1397 | IN STOCK | Copper | Armoured (GI Steel Wire/Strip) | BLUE | Class 2 (Stranded) | PVC | PVC / XLPE | 0.75 | Overall Shielded (Aluminium Mylar Tape) |  | PAIR-14 | OEM | PVC | 0.75 SQMM X PAIR-14 Armoured (GI Steel Wire/Strip) Copper CABLE | https://drive.google.com/file/d/1Pgjrf0FkeQUckB72LxdH4EVu3Vo48dGZ/view?usp=sharing
2503 | LDC | Pair Cable - Overall Shielded-Armoured Instrumentation Cable | PAIR CABLE |  | - | Per Meter | Finnolex | 1058.4 | 40 % | 1764 | IN STOCK | Copper | Armoured (GI Steel Wire/Strip) | BLUE | Class 2 (Stranded) | PVC | PVC / XLPE | 1.0 | Overall Shielded (Aluminium Mylar Tape) |  | PAIR-14 | OEM | PVC | 1.0 SQMM X PAIR-14 Armoured (GI Steel Wire/Strip) Copper CABLE | https://drive.google.com/file/d/1Pgjrf0FkeQUckB72LxdH4EVu3Vo48dGZ/view?usp=sharing
2504 | LDC | Pair Cable - Overall Shielded-Armoured Instrumentation Cable | PAIR CABLE |  | - | Per Meter | Finnolex | 1475.4 | 40 % | 2459 | IN STOCK | Copper | Armoured (GI Steel Wire/Strip) | BLUE | Class 2 (Stranded) | PVC | PVC / XLPE | 1.5 | Overall Shielded (Aluminium Mylar Tape) |  | PAIR-14 | OEM | PVC | 1.5 SQMM X PAIR-14 Armoured (GI Steel Wire/Strip) Copper CABLE | https://drive.google.com/file/d/1Pgjrf0FkeQUckB72LxdH4EVu3Vo48dGZ/view?usp=sharing
2505 | LDC | Pair Cable - Overall Shielded-Armoured Instrumentation Cable | PAIR CABLE |  | - | Per Meter | Finnolex | 2272.8 | 40 % | 3788 | IN STOCK | Copper | Armoured (GI Steel Wire/Strip) | BLUE | Class 2 (Stranded) | PVC | PVC / XLPE | 2.5 | Overall Shielded (Aluminium Mylar Tape) |  | PAIR-14 | OEM | PVC | 2.5 SQMM X PAIR-14 Armoured (GI Steel Wire/Strip) Copper CABLE | https://drive.google.com/file/d/1Pgjrf0FkeQUckB72LxdH4EVu3Vo48dGZ/view?usp=sharing
2506 | LDC | Pair Cable - Overall Shielded-Armoured Instrumentation Cable | PAIR CABLE |  | - | Per Meter | Finnolex | 689.4 | 40 % | 1149 | IN STOCK | Copper | Armoured (GI Steel Wire/Strip) | BLUE | Class 2 (Stranded) | PVC | PVC / XLPE | 0.5 | Overall Shielded (Aluminium Mylar Tape) |  | PAIR-16 | OEM | PVC | 0.5 SQMM X PAIR-16 Armoured (GI Steel Wire/Strip) Copper CABLE | https://drive.google.com/file/d/12gDxg2BH6EcS2kqqvPxHfJy7lbpBRCWf/view?usp=sharing
2507 | LDC | Pair Cable - Overall Shielded-Armoured Instrumentation Cable | PAIR CABLE |  | - | Per Meter | Finnolex | 922.8 | 40 % | 1538 | IN STOCK | Copper | Armoured (GI Steel Wire/Strip) | BLUE | Class 2 (Stranded) | PVC | PVC / XLPE | 0.75 | Overall Shielded (Aluminium Mylar Tape) |  | PAIR-16 | OEM | PVC | 0.75 SQMM X PAIR-16 Armoured (GI Steel Wire/Strip) Copper CABLE | https://drive.google.com/file/d/12gDxg2BH6EcS2kqqvPxHfJy7lbpBRCWf/view?usp=sharing
2508 | LDC | Pair Cable - Overall Shielded-Armoured Instrumentation Cable | PAIR CABLE |  | - | Per Meter | Finnolex | 1196.4 | 40 % | 1994 | IN STOCK | Copper | Armoured (GI Steel Wire/Strip) | BLUE | Class 2 (Stranded) | PVC | PVC / XLPE | 1.0 | Overall Shielded (Aluminium Mylar Tape) |  | PAIR-16 | OEM | PVC | 1.0 SQMM X PAIR-16 Armoured (GI Steel Wire/Strip) Copper CABLE | https://drive.google.com/file/d/12gDxg2BH6EcS2kqqvPxHfJy7lbpBRCWf/view?usp=sharing
2509 | LDC | Pair Cable - Overall Shielded-Armoured Instrumentation Cable | PAIR CABLE |  | - | Per Meter | Finnolex | 1649.4 | 40 % | 2749 | IN STOCK | Copper | Armoured (GI Steel Wire/Strip) | BLUE | Class 2 (Stranded) | PVC | PVC / XLPE | 1.5 | Overall Shielded (Aluminium Mylar Tape) |  | PAIR-16 | OEM | PVC | 1.5 SQMM X PAIR-16 Armoured (GI Steel Wire/Strip) Copper CABLE | https://drive.google.com/file/d/12gDxg2BH6EcS2kqqvPxHfJy7lbpBRCWf/view?usp=sharing
2510 | LDC | Pair Cable - Overall Shielded-Armoured Instrumentation Cable | PAIR CABLE |  | - | Per Meter | Finnolex | 2581.2 | 40 % | 4302 | IN STOCK | Copper | Armoured (GI Steel Wire/Strip) | BLUE | Class 2 (Stranded) | PVC | PVC / XLPE | 2.5 | Overall Shielded (Aluminium Mylar Tape) |  | PAIR-16 | OEM | PVC | 2.5 SQMM X PAIR-16 Armoured (GI Steel Wire/Strip) Copper CABLE | https://drive.google.com/file/d/12gDxg2BH6EcS2kqqvPxHfJy7lbpBRCWf/view?usp=sharing
2511 | LDC | Pair Cable - Overall Shielded-Armoured Instrumentation Cable | PAIR CABLE |  | - | Per Meter | Finnolex | 784.2 | 40 % | 1307 | IN STOCK | Copper | Armoured (GI Steel Wire/Strip) | BLUE | Class 2 (Stranded) | PVC | PVC / XLPE | 0.5 | Overall Shielded (Aluminium Mylar Tape) |  | PAIR-19 | OEM | PVC | 0.5 SQMM X PAIR-19 Armoured (GI Steel Wire/Strip) Copper CABLE | https://drive.google.com/file/d/1F3PMEHf68TmLYgl3HZcprkmHWb3VwZaV/view?usp=sharing
2512 | LDC | Pair Cable - Overall Shielded-Armoured Instrumentation Cable | PAIR CABLE |  | - | Per Meter | Finnolex | 1092.6 | 40 % | 1821 | IN STOCK | Copper | Armoured (GI Steel Wire/Strip) | BLUE | Class 2 (Stranded) | PVC | PVC / XLPE | 0.75 | Overall Shielded (Aluminium Mylar Tape) |  | PAIR-19 | OEM | PVC | 0.75 SQMM X PAIR-19 Armoured (GI Steel Wire/Strip) Copper CABLE | https://drive.google.com/file/d/1F3PMEHf68TmLYgl3HZcprkmHWb3VwZaV/view?usp=sharing
2513 | LDC | Pair Cable - Overall Shielded-Armoured Instrumentation Cable | PAIR CABLE |  | - | Per Meter | Finnolex | 1392.6 | 40 % | 2321 | IN STOCK | Copper | Armoured (GI Steel Wire/Strip) | BLUE | Class 2 (Stranded) | PVC | PVC / XLPE | 1.0 | Overall Shielded (Aluminium Mylar Tape) |  | PAIR-19 | OEM | PVC | 1.0 SQMM X PAIR-19 Armoured (GI Steel Wire/Strip) Copper CABLE | https://drive.google.com/file/d/1F3PMEHf68TmLYgl3HZcprkmHWb3VwZaV/view?usp=sharing
2514 | LDC | Pair Cable - Overall Shielded-Armoured Instrumentation Cable | PAIR CABLE |  | - | Per Meter | Finnolex | 1927.2 | 40 % | 3212 | IN STOCK | Copper | Armoured (GI Steel Wire/Strip) | BLUE | Class 2 (Stranded) | PVC | PVC / XLPE | 1.5 | Overall Shielded (Aluminium Mylar Tape) |  | PAIR-19 | OEM | PVC | 1.5 SQMM X PAIR-19 Armoured (GI Steel Wire/Strip) Copper CABLE | https://drive.google.com/file/d/1F3PMEHf68TmLYgl3HZcprkmHWb3VwZaV/view?usp=sharing
2515 | LDC | Pair Cable - Overall Shielded-Armoured Instrumentation Cable | PAIR CABLE |  | - | Per Meter | Finnolex | 3024.6 | 40 % | 5041 | IN STOCK | Copper | Armoured (GI Steel Wire/Strip) | BLUE | Class 2 (Stranded) | PVC | PVC / XLPE | 2.5 | Overall Shielded (Aluminium Mylar Tape) |  | PAIR-19 | OEM | PVC | 2.5 SQMM X PAIR-19 Armoured (GI Steel Wire/Strip) Copper CABLE | https://drive.google.com/file/d/1F3PMEHf68TmLYgl3HZcprkmHWb3VwZaV/view?usp=sharing
2516 | LDC | Pair Cable - Overall Shielded-Armoured Instrumentation Cable | PAIR CABLE |  | - | Per Meter | Finnolex | 978.6 | 40 % | 1631 | IN STOCK | Copper | Armoured (GI Steel Wire/Strip) | BLUE | Class 2 (Stranded) | PVC | PVC / XLPE | 0.5 | Overall Shielded (Aluminium Mylar Tape) |  | PAIR-24 | OEM | PVC | 0.5 SQMM X PAIR-24 Armoured (GI Steel Wire/Strip) Copper CABLE | https://drive.google.com/file/d/1bYoKcmkmeviDMRyiK-HA1UV3QYslMEyb/view?usp=sharing
2517 | LDC | Pair Cable - Overall Shielded-Armoured Instrumentation Cable | PAIR CABLE |  | - | Per Meter | Finnolex | 1947 | 40 % | 3245 | IN STOCK | Copper | Armoured (GI Steel Wire/Strip) | BLUE | Class 2 (Stranded) | PVC | PVC / XLPE | 0.75 | Overall Shielded (Aluminium Mylar Tape) |  | PAIR-24 | OEM | PVC | 0.75 SQMM X PAIR-24 Armoured (GI Steel Wire/Strip) Copper CABLE | https://drive.google.com/file/d/1bYoKcmkmeviDMRyiK-HA1UV3QYslMEyb/view?usp=sharing
2518 | LDC | Pair Cable - Overall Shielded-Armoured Instrumentation Cable | PAIR CABLE |  | - | Per Meter | Finnolex | 1833.6 | 40 % | 3056 | IN STOCK | Copper | Armoured (GI Steel Wire/Strip) | BLUE | Class 2 (Stranded) | PVC | PVC / XLPE | 1.0 | Overall Shielded (Aluminium Mylar Tape) |  | PAIR-24 | OEM | PVC | 1.0 SQMM X PAIR-24 Armoured (GI Steel Wire/Strip) Copper CABLE | https://drive.google.com/file/d/1bYoKcmkmeviDMRyiK-HA1UV3QYslMEyb/view?usp=sharing
2519 | LDC | Pair Cable - Overall Shielded-Armoured Instrumentation Cable | PAIR CABLE |  | - | Per Meter | Finnolex | 2344.8 | 40 % | 3908 | IN STOCK | Copper | Armoured (GI Steel Wire/Strip) | BLUE | Class 2 (Stranded) | PVC | PVC / XLPE | 1.5 | Overall Shielded (Aluminium Mylar Tape) |  | PAIR-24 | OEM | PVC | 1.5 SQMM X PAIR-24 Armoured (GI Steel Wire/Strip) Copper CABLE | https://drive.google.com/file/d/1bYoKcmkmeviDMRyiK-HA1UV3QYslMEyb/view?usp=sharing
2520 | LDC | Pair Cable - Overall Shielded-Armoured Instrumentation Cable | PAIR CABLE |  | - | Per Meter | Finnolex | 3621 | 40 % | 6035 | IN STOCK | Copper | Armoured (GI Steel Wire/Strip) | BLUE | Class 2 (Stranded) | PVC | PVC / XLPE | 2.5 | Overall Shielded (Aluminium Mylar Tape) |  | PAIR-24 | OEM | PVC | 2.5 SQMM X PAIR-24 Armoured (GI Steel Wire/Strip) Copper CABLE | https://drive.google.com/file/d/1bYoKcmkmeviDMRyiK-HA1UV3QYslMEyb/view?usp=sharing
2521 | LDC | Quad Cable - Overall Shielded-Armoured Instrumentation Cable | QUAD CABLE |  |  | Per Meter | Finnolex | 0 | 40 % |  | IN STOCK | Copper | Armoured (GI Steel Wire/Strip) | BLUE | Class 2 (Stranded) | PVC | PVC / XLPE |  | Overall Shielded (Aluminium Mylar Tape) |  | QUAD | OEM | PVC | SQMM X QUAD Armoured (GI Steel Wire/Strip) Copper CABLE | https://drive.google.com/file/d/1NBDzpc2BA7rcTDOOmsklIr8ufqu16AXz/view?usp=drive_link
2522 | LDC | Triad Cable - Overall Shielded-Armoured Instrumentation Cable | TRIAD CABLE |  | - | Per Meter | Finnolex | 115.8 | 40 % | 193 | IN STOCK | Copper | Armoured (GI Steel Wire/Strip) | BLUE | Class 2 (Stranded) | PVC | PVC / XLPE | 0.5 | Overall Shielded (Aluminium Mylar Tape) |  | TRIAD-1 | OEM | PVC | 0.5 SQMM X TRIAD-1 Armoured (GI Steel Wire/Strip) Copper CABLE | https://drive.google.com/file/d/1uOpaO9ourAuinq8nKsSCH8cFhFmVrn1z/view?usp=sharing
2523 | LDC | Triad Cable - Overall Shielded-Armoured Instrumentation Cable | TRIAD CABLE |  | - | Per Meter | Finnolex | 142.2 | 40 % | 237 | IN STOCK | Copper | Armoured (GI Steel Wire/Strip) | BLUE | Class 2 (Stranded) | PVC | PVC / XLPE | 0.75 | Overall Shielded (Aluminium Mylar Tape) |  | TRIAD-1 | OEM | PVC | 0.75 SQMM X TRIAD-1 Armoured (GI Steel Wire/Strip) Copper CABLE | https://drive.google.com/file/d/1uOpaO9ourAuinq8nKsSCH8cFhFmVrn1z/view?usp=sharing
2524 | LDC | Triad Cable - Overall Shielded-Armoured Instrumentation Cable | TRIAD CABLE |  | - | Per Meter | Finnolex | 161.4 | 40 % | 269 | IN STOCK | Copper | Armoured (GI Steel Wire/Strip) | BLUE | Class 2 (Stranded) | PVC | PVC / XLPE | 1.0 | Overall Shielded (Aluminium Mylar Tape) |  | TRIAD-1 | OEM | PVC | 1.0 SQMM X TRIAD-1 Armoured (GI Steel Wire/Strip) Copper CABLE | https://drive.google.com/file/d/1uOpaO9ourAuinq8nKsSCH8cFhFmVrn1z/view?usp=sharing
2525 | LDC | Triad Cable - Overall Shielded-Armoured Instrumentation Cable | TRIAD CABLE |  | - | Per Meter | Finnolex | 208.8 | 40 % | 348 | IN STOCK | Copper | Armoured (GI Steel Wire/Strip) | BLUE | Class 2 (Stranded) | PVC | PVC / XLPE | 1.5 | Overall Shielded (Aluminium Mylar Tape) |  | TRIAD-1 | OEM | PVC | 1.5 SQMM X TRIAD-1 Armoured (GI Steel Wire/Strip) Copper CABLE | https://drive.google.com/file/d/1uOpaO9ourAuinq8nKsSCH8cFhFmVrn1z/view?usp=sharing
2526 | LDC | Triad Cable - Overall Shielded-Armoured Instrumentation Cable | TRIAD CABLE |  | - | Per Meter | Finnolex | 299.4 | 40 % | 499 | IN STOCK | Copper | Armoured (GI Steel Wire/Strip) | BLUE | Class 2 (Stranded) | PVC | PVC / XLPE | 2.5 | Overall Shielded (Aluminium Mylar Tape) |  | TRIAD-1 | OEM | PVC | 2.5 SQMM X TRIAD-1 Armoured (GI Steel Wire/Strip) Copper CABLE | https://drive.google.com/file/d/1uOpaO9ourAuinq8nKsSCH8cFhFmVrn1z/view?usp=sharing
2527 | LDC | Triad Cable - Overall Shielded-Armoured Instrumentation Cable | TRIAD CABLE |  | - | Per Meter | Finnolex | 202.2 | 40 % | 337 | IN STOCK | Copper | Armoured (GI Steel Wire/Strip) | BLUE | Class 2 (Stranded) | PVC | PVC / XLPE | 0.5 | Overall Shielded (Aluminium Mylar Tape) |  | TRIAD-2 | OEM | PVC | 0.5 SQMM X TRIAD-2 Armoured (GI Steel Wire/Strip) Copper CABLE | https://drive.google.com/file/d/1OlPSIJ6hRHk0nNc_H9zeF7TVN8sTopke/view?usp=sharing
2528 | LDC | Triad Cable - Overall Shielded-Armoured Instrumentation Cable | TRIAD CABLE |  | - | Per Meter | Finnolex | 264 | 40 % | 440 | IN STOCK | Copper | Armoured (GI Steel Wire/Strip) | BLUE | Class 2 (Stranded) | PVC | PVC / XLPE | 0.75 | Overall Shielded (Aluminium Mylar Tape) |  | TRIAD-2 | OEM | PVC | 0.75 SQMM X TRIAD-2 Armoured (GI Steel Wire/Strip) Copper CABLE | https://drive.google.com/file/d/1OlPSIJ6hRHk0nNc_H9zeF7TVN8sTopke/view?usp=sharing
2529 | LDC | Triad Cable - Overall Shielded-Armoured Instrumentation Cable | TRIAD CABLE |  | - | Per Meter | Finnolex | 293.4 | 40 % | 489 | IN STOCK | Copper | Armoured (GI Steel Wire/Strip) | BLUE | Class 2 (Stranded) | PVC | PVC / XLPE | 1.0 | Overall Shielded (Aluminium Mylar Tape) |  | TRIAD-2 | OEM | PVC | 1.0 SQMM X TRIAD-2 Armoured (GI Steel Wire/Strip) Copper CABLE | https://drive.google.com/file/d/1OlPSIJ6hRHk0nNc_H9zeF7TVN8sTopke/view?usp=sharing
2530 | LDC | Triad Cable - Overall Shielded-Armoured Instrumentation Cable | TRIAD CABLE |  | - | Per Meter | Finnolex | 380.4 | 40 % | 634 | IN STOCK | Copper | Armoured (GI Steel Wire/Strip) | BLUE | Class 2 (Stranded) | PVC | PVC / XLPE | 1.5 | Overall Shielded (Aluminium Mylar Tape) |  | TRIAD-2 | OEM | PVC | 1.5 SQMM X TRIAD-2 Armoured (GI Steel Wire/Strip) Copper CABLE | https://drive.google.com/file/d/1OlPSIJ6hRHk0nNc_H9zeF7TVN8sTopke/view?usp=sharing
2531 | LDC | Triad Cable - Overall Shielded-Armoured Instrumentation Cable | TRIAD CABLE |  | - | Per Meter | Finnolex | 579.6 | 40 % | 966 | IN STOCK | Copper | Armoured (GI Steel Wire/Strip) | BLUE | Class 2 (Stranded) | PVC | PVC / XLPE | 2.5 | Overall Shielded (Aluminium Mylar Tape) |  | TRIAD-2 | OEM | PVC | 2.5 SQMM X TRIAD-2 Armoured (GI Steel Wire/Strip) Copper CABLE | https://drive.google.com/file/d/1OlPSIJ6hRHk0nNc_H9zeF7TVN8sTopke/view?usp=sharing
2532 | LDC | Triad Cable - Overall Shielded-Armoured Instrumentation Cable | TRIAD CABLE |  | - | Per Meter | Finnolex | 291.6 | 40 % | 486 | IN STOCK | Copper | Armoured (GI Steel Wire/Strip) | BLUE | Class 2 (Stranded) | PVC | PVC / XLPE | 0.5 | Overall Shielded (Aluminium Mylar Tape) |  | TRIAD-3 | OEM | PVC | 0.5 SQMM X TRIAD-3 Armoured (GI Steel Wire/Strip) Copper CABLE | https://drive.google.com/file/d/1xpe8iEgCdxFaQSJtn3XOshR2fM8Eu4na/view?usp=sharing
2533 | LDC | Triad Cable - Overall Shielded-Armoured Instrumentation Cable | TRIAD CABLE |  | - | Per Meter | Finnolex | 367.2 | 40 % | 612 | IN STOCK | Copper | Armoured (GI Steel Wire/Strip) | BLUE | Class 2 (Stranded) | PVC | PVC / XLPE | 0.75 | Overall Shielded (Aluminium Mylar Tape) |  | TRIAD-3 | OEM | PVC | 0.75 SQMM X TRIAD-3 Armoured (GI Steel Wire/Strip) Copper CABLE | https://drive.google.com/file/d/1xpe8iEgCdxFaQSJtn3XOshR2fM8Eu4na/view?usp=sharing
2534 | LDC | Triad Cable - Overall Shielded-Armoured Instrumentation Cable | TRIAD CABLE |  | - | Per Meter | Finnolex | 420 | 40 % | 700 | IN STOCK | Copper | Armoured (GI Steel Wire/Strip) | BLUE | Class 2 (Stranded) | PVC | PVC / XLPE | 1.0 | Overall Shielded (Aluminium Mylar Tape) |  | TRIAD-3 | OEM | PVC | 1.0 SQMM X TRIAD-3 Armoured (GI Steel Wire/Strip) Copper CABLE | https://drive.google.com/file/d/1xpe8iEgCdxFaQSJtn3XOshR2fM8Eu4na/view?usp=sharing
2535 | LDC | Triad Cable - Overall Shielded-Armoured Instrumentation Cable | TRIAD CABLE |  | - | Per Meter | Finnolex | 551.4 | 40 % | 919 | IN STOCK | Copper | Armoured (GI Steel Wire/Strip) | BLUE | Class 2 (Stranded) | PVC | PVC / XLPE | 1.5 | Overall Shielded (Aluminium Mylar Tape) |  | TRIAD-3 | OEM | PVC | 1.5 SQMM X TRIAD-3 Armoured (GI Steel Wire/Strip) Copper CABLE | https://drive.google.com/file/d/1xpe8iEgCdxFaQSJtn3XOshR2fM8Eu4na/view?usp=sharing
2536 | LDC | Triad Cable - Overall Shielded-Armoured Instrumentation Cable | TRIAD CABLE |  | - | Per Meter | Finnolex | 814.8 | 40 % | 1358 | IN STOCK | Copper | Armoured (GI Steel Wire/Strip) | BLUE | Class 2 (Stranded) | PVC | PVC / XLPE | 2.5 | Overall Shielded (Aluminium Mylar Tape) |  | TRIAD-3 | OEM | PVC | 2.5 SQMM X TRIAD-3 Armoured (GI Steel Wire/Strip) Copper CABLE | https://drive.google.com/file/d/1xpe8iEgCdxFaQSJtn3XOshR2fM8Eu4na/view?usp=sharing
2537 | LDC | Triad Cable - Overall Shielded-Armoured Instrumentation Cable | TRIAD CABLE |  | - | Per Meter | Finnolex | 318 | 40 % | 530 | IN STOCK | Copper | Armoured (GI Steel Wire/Strip) | BLUE | Class 2 (Stranded) | PVC | PVC / XLPE | 0.5 | Overall Shielded (Aluminium Mylar Tape) |  | TRIAD-4 | OEM | PVC | 0.5 SQMM X TRIAD-4 Armoured (GI Steel Wire/Strip) Copper CABLE | https://drive.google.com/file/d/1xpe8iEgCdxFaQSJtn3XOshR2fM8Eu4na/view?usp=sharing
2538 | LDC | Triad Cable - Overall Shielded-Armoured Instrumentation Cable | TRIAD CABLE |  | - | Per Meter | Finnolex | 433.8 | 40 % | 723 | IN STOCK | Copper | Armoured (GI Steel Wire/Strip) | BLUE | Class 2 (Stranded) | PVC | PVC / XLPE | 0.75 | Overall Shielded (Aluminium Mylar Tape) |  | TRIAD-4 | OEM | PVC | 0.75 SQMM X TRIAD-4 Armoured (GI Steel Wire/Strip) Copper CABLE | https://drive.google.com/file/d/1xpe8iEgCdxFaQSJtn3XOshR2fM8Eu4na/view?usp=sharing
2539 | LDC | Triad Cable - Overall Shielded-Armoured Instrumentation Cable | TRIAD CABLE |  | - | Per Meter | Finnolex | 501 | 40 % | 835 | IN STOCK | Copper | Armoured (GI Steel Wire/Strip) | BLUE | Class 2 (Stranded) | PVC | PVC / XLPE | 1.0 | Overall Shielded (Aluminium Mylar Tape) |  | TRIAD-4 | OEM | PVC | 1.0 SQMM X TRIAD-4 Armoured (GI Steel Wire/Strip) Copper CABLE | https://drive.google.com/file/d/1xpe8iEgCdxFaQSJtn3XOshR2fM8Eu4na/view?usp=sharing
2540 | LDC | Triad Cable - Overall Shielded-Armoured Instrumentation Cable | TRIAD CABLE |  | - | Per Meter | Finnolex | 649.8 | 40 % | 1083 | IN STOCK | Copper | Armoured (GI Steel Wire/Strip) | BLUE | Class 2 (Stranded) | PVC | PVC / XLPE | 1.5 | Overall Shielded (Aluminium Mylar Tape) |  | TRIAD-4 | OEM | PVC | 1.5 SQMM X TRIAD-4 Armoured (GI Steel Wire/Strip) Copper CABLE | https://drive.google.com/file/d/1xpe8iEgCdxFaQSJtn3XOshR2fM8Eu4na/view?usp=sharing
2541 | LDC | Triad Cable - Overall Shielded-Armoured Instrumentation Cable | TRIAD CABLE |  | - | Per Meter | Finnolex | 1071.6 | 40 % | 1786 | IN STOCK | Copper | Armoured (GI Steel Wire/Strip) | BLUE | Class 2 (Stranded) | PVC | PVC / XLPE | 2.5 | Overall Shielded (Aluminium Mylar Tape) |  | TRIAD-4 | OEM | PVC | 2.5 SQMM X TRIAD-4 Armoured (GI Steel Wire/Strip) Copper CABLE | https://drive.google.com/file/d/1xpe8iEgCdxFaQSJtn3XOshR2fM8Eu4na/view?usp=sharing
2542 | LDC | Triad Cable - Overall Shielded-Armoured Instrumentation Cable | TRIAD CABLE |  | - | Per Meter | Finnolex | 406.8 | 40 % | 678 | IN STOCK | Copper | Armoured (GI Steel Wire/Strip) | BLUE | Class 2 (Stranded) | PVC | PVC / XLPE | 0.5 | Overall Shielded (Aluminium Mylar Tape) |  | TRIAD-5 | OEM | PVC | 0.5 SQMM X TRIAD-5 Armoured (GI Steel Wire/Strip) Copper CABLE | https://drive.google.com/file/d/1xpe8iEgCdxFaQSJtn3XOshR2fM8Eu4na/view?usp=sharing
2543 | LDC | Triad Cable - Overall Shielded-Armoured Instrumentation Cable | TRIAD CABLE |  | - | Per Meter | Finnolex | 540 | 40 % | 900 | IN STOCK | Copper | Armoured (GI Steel Wire/Strip) | BLUE | Class 2 (Stranded) | PVC | PVC / XLPE | 0.75 | Overall Shielded (Aluminium Mylar Tape) |  | TRIAD-5 | OEM | PVC | 0.75 SQMM X TRIAD-5 Armoured (GI Steel Wire/Strip) Copper CABLE | https://drive.google.com/file/d/1xpe8iEgCdxFaQSJtn3XOshR2fM8Eu4na/view?usp=sharing
2544 | LDC | Triad Cable - Overall Shielded-Armoured Instrumentation Cable | TRIAD CABLE |  | - | Per Meter | Finnolex | 627.6 | 40 % | 1046 | IN STOCK | Copper | Armoured (GI Steel Wire/Strip) | BLUE | Class 2 (Stranded) | PVC | PVC / XLPE | 1.0 | Overall Shielded (Aluminium Mylar Tape) |  | TRIAD-5 | OEM | PVC | 1.0 SQMM X TRIAD-5 Armoured (GI Steel Wire/Strip) Copper CABLE | https://drive.google.com/file/d/1xpe8iEgCdxFaQSJtn3XOshR2fM8Eu4na/view?usp=sharing
2545 | LDC | Triad Cable - Overall Shielded-Armoured Instrumentation Cable | TRIAD CABLE |  | - | Per Meter | Finnolex | 848.4 | 40 % | 1414 | IN STOCK | Copper | Armoured (GI Steel Wire/Strip) | BLUE | Class 2 (Stranded) | PVC | PVC / XLPE | 1.5 | Overall Shielded (Aluminium Mylar Tape) |  | TRIAD-5 | OEM | PVC | 1.5 SQMM X TRIAD-5 Armoured (GI Steel Wire/Strip) Copper CABLE | https://drive.google.com/file/d/1xpe8iEgCdxFaQSJtn3XOshR2fM8Eu4na/view?usp=sharing
2546 | LDC | Triad Cable - Overall Shielded-Armoured Instrumentation Cable | TRIAD CABLE |  | - | Per Meter | Finnolex | 1261.8 | 40 % | 2103 | IN STOCK | Copper | Armoured (GI Steel Wire/Strip) | BLUE | Class 2 (Stranded) | PVC | PVC / XLPE | 2.5 | Overall Shielded (Aluminium Mylar Tape) |  | TRIAD-5 | OEM | PVC | 2.5 SQMM X TRIAD-5 Armoured (GI Steel Wire/Strip) Copper CABLE | https://drive.google.com/file/d/1xpe8iEgCdxFaQSJtn3XOshR2fM8Eu4na/view?usp=sharing
2547 | LDC | Triad Cable - Overall Shielded-Armoured Instrumentation Cable | TRIAD CABLE |  | - | Per Meter | Finnolex | 468.6 | 40 % | 781 | IN STOCK | Copper | Armoured (GI Steel Wire/Strip) | BLUE | Class 2 (Stranded) | PVC | PVC / XLPE | 0.5 | Overall Shielded (Aluminium Mylar Tape) |  | TRIAD-6 | OEM | PVC | 0.5 SQMM X TRIAD-6 Armoured (GI Steel Wire/Strip) Copper CABLE | https://drive.google.com/file/d/1McnQmQq6KwF13l2LCzc1oXOSILQZ30kI/view?usp=sharing
2548 | LDC | Triad Cable - Overall Shielded-Armoured Instrumentation Cable | TRIAD CABLE |  | - | Per Meter | Finnolex | 624 | 40 % | 1040 | IN STOCK | Copper | Armoured (GI Steel Wire/Strip) | BLUE | Class 2 (Stranded) | PVC | PVC / XLPE | 0.75 | Overall Shielded (Aluminium Mylar Tape) |  | TRIAD-6 | OEM | PVC | 0.75 SQMM X TRIAD-6 Armoured (GI Steel Wire/Strip) Copper CABLE | https://drive.google.com/file/d/1McnQmQq6KwF13l2LCzc1oXOSILQZ30kI/view?usp=sharing
2549 | LDC | Triad Cable - Overall Shielded-Armoured Instrumentation Cable | TRIAD CABLE |  | - | Per Meter | Finnolex | 738 | 40 % | 1230 | IN STOCK | Copper | Armoured (GI Steel Wire/Strip) | BLUE | Class 2 (Stranded) | PVC | PVC / XLPE | 1.0 | Overall Shielded (Aluminium Mylar Tape) |  | TRIAD-6 | OEM | PVC | 1.0 SQMM X TRIAD-6 Armoured (GI Steel Wire/Strip) Copper CABLE | https://drive.google.com/file/d/1McnQmQq6KwF13l2LCzc1oXOSILQZ30kI/view?usp=sharing
2550 | LDC | Triad Cable - Overall Shielded-Armoured Instrumentation Cable | TRIAD CABLE |  | - | Per Meter | Finnolex | 979.2 | 40 % | 1632 | IN STOCK | Copper | Armoured (GI Steel Wire/Strip) | BLUE | Class 2 (Stranded) | PVC | PVC / XLPE | 1.5 | Overall Shielded (Aluminium Mylar Tape) |  | TRIAD-6 | OEM | PVC | 1.5 SQMM X TRIAD-6 Armoured (GI Steel Wire/Strip) Copper CABLE | https://drive.google.com/file/d/1McnQmQq6KwF13l2LCzc1oXOSILQZ30kI/view?usp=sharing
2551 | LDC | Triad Cable - Overall Shielded-Armoured Instrumentation Cable | TRIAD CABLE |  | - | Per Meter | Finnolex | 1483.8 | 40 % | 2473 | IN STOCK | Copper | Armoured (GI Steel Wire/Strip) | BLUE | Class 2 (Stranded) | PVC | PVC / XLPE | 2.5 | Overall Shielded (Aluminium Mylar Tape) |  | TRIAD-6 | OEM | PVC | 2.5 SQMM X TRIAD-6 Armoured (GI Steel Wire/Strip) Copper CABLE | https://drive.google.com/file/d/1McnQmQq6KwF13l2LCzc1oXOSILQZ30kI/view?usp=sharing
2552 | LDC | Triad Cable - Overall Shielded-Armoured Instrumentation Cable | TRIAD CABLE |  | - | Per Meter | Finnolex | 519 | 40 % | 865 | IN STOCK | Copper | Armoured (GI Steel Wire/Strip) | BLUE | Class 2 (Stranded) | PVC | PVC / XLPE | 0.5 | Overall Shielded (Aluminium Mylar Tape) |  | TRIAD-7 | OEM | PVC | 0.5 SQMM X TRIAD-7 Armoured (GI Steel Wire/Strip) Copper CABLE | https://drive.google.com/file/d/1vPegxDF38NimSF1VDIcsBDzATIR6oPZt/view?usp=sharing
2553 | LDC | Triad Cable - Overall Shielded-Armoured Instrumentation Cable | TRIAD CABLE |  | - | Per Meter | Finnolex | 691.8 | 40 % | 1153 | IN STOCK | Copper | Armoured (GI Steel Wire/Strip) | BLUE | Class 2 (Stranded) | PVC | PVC / XLPE | 0.75 | Overall Shielded (Aluminium Mylar Tape) |  | TRIAD-7 | OEM | PVC | 0.75 SQMM X TRIAD-7 Armoured (GI Steel Wire/Strip) Copper CABLE | https://drive.google.com/file/d/1vPegxDF38NimSF1VDIcsBDzATIR6oPZt/view?usp=sharing
2554 | LDC | Triad Cable - Overall Shielded-Armoured Instrumentation Cable | TRIAD CABLE |  | - | Per Meter | Finnolex | 822.6 | 40 % | 1371 | IN STOCK | Copper | Armoured (GI Steel Wire/Strip) | BLUE | Class 2 (Stranded) | PVC | PVC / XLPE | 1.0 | Overall Shielded (Aluminium Mylar Tape) |  | TRIAD-7 | OEM | PVC | 1.0 SQMM X TRIAD-7 Armoured (GI Steel Wire/Strip) Copper CABLE | https://drive.google.com/file/d/1vPegxDF38NimSF1VDIcsBDzATIR6oPZt/view?usp=sharing
2555 | LDC | Triad Cable - Overall Shielded-Armoured Instrumentation Cable | TRIAD CABLE |  | - | Per Meter | Finnolex | 1102.8 | 40 % | 1838 | IN STOCK | Copper | Armoured (GI Steel Wire/Strip) | BLUE | Class 2 (Stranded) | PVC | PVC / XLPE | 1.5 | Overall Shielded (Aluminium Mylar Tape) |  | TRIAD-7 | OEM | PVC | 1.5 SQMM X TRIAD-7 Armoured (GI Steel Wire/Strip) Copper CABLE | https://drive.google.com/file/d/1vPegxDF38NimSF1VDIcsBDzATIR6oPZt/view?usp=sharing
2556 | LDC | Triad Cable - Overall Shielded-Armoured Instrumentation Cable | TRIAD CABLE |  | - | Per Meter | Finnolex | 1689.6 | 40 % | 2816 | IN STOCK | Copper | Armoured (GI Steel Wire/Strip) | BLUE | Class 2 (Stranded) | PVC | PVC / XLPE | 2.5 | Overall Shielded (Aluminium Mylar Tape) |  | TRIAD-7 | OEM | PVC | 2.5 SQMM X TRIAD-7 Armoured (GI Steel Wire/Strip) Copper CABLE | https://drive.google.com/file/d/1vPegxDF38NimSF1VDIcsBDzATIR6oPZt/view?usp=sharing
2557 | LDC | Triad Cable - Overall Shielded-Armoured Instrumentation Cable | TRIAD CABLE |  | - | Per Meter | Finnolex | 553.8 | 40 % | 923 | IN STOCK | Copper | Armoured (GI Steel Wire/Strip) | BLUE | Class 2 (Stranded) | PVC | PVC / XLPE | 0.5 | Overall Shielded (Aluminium Mylar Tape) |  | TRIAD-8 | OEM | PVC | 0.5 SQMM X TRIAD-8 Armoured (GI Steel Wire/Strip) Copper CABLE | https://drive.google.com/file/d/1aux1liZsGqD4vxAYcmB355cBPLF68HO6/view?usp=sharing
2558 | LDC | Triad Cable - Overall Shielded-Armoured Instrumentation Cable | TRIAD CABLE |  | - | Per Meter | Finnolex | 754.8 | 40 % | 1258 | IN STOCK | Copper | Armoured (GI Steel Wire/Strip) | BLUE | Class 2 (Stranded) | PVC | PVC / XLPE | 0.75 | Overall Shielded (Aluminium Mylar Tape) |  | TRIAD-8 | OEM | PVC | 0.75 SQMM X TRIAD-8 Armoured (GI Steel Wire/Strip) Copper CABLE | https://drive.google.com/file/d/1aux1liZsGqD4vxAYcmB355cBPLF68HO6/view?usp=sharing
2559 | LDC | Triad Cable - Overall Shielded-Armoured Instrumentation Cable | TRIAD CABLE |  | - | Per Meter | Finnolex | 853.2 | 40 % | 1422 | IN STOCK | Copper | Armoured (GI Steel Wire/Strip) | BLUE | Class 2 (Stranded) | PVC | PVC / XLPE | 1.0 | Overall Shielded (Aluminium Mylar Tape) |  | TRIAD-8 | OEM | PVC | 1.0 SQMM X TRIAD-8 Armoured (GI Steel Wire/Strip) Copper CABLE | https://drive.google.com/file/d/1aux1liZsGqD4vxAYcmB355cBPLF68HO6/view?usp=sharing
2560 | LDC | Triad Cable - Overall Shielded-Armoured Instrumentation Cable | TRIAD CABLE |  | - | Per Meter | Finnolex | 1176 | 40 % | 1960 | IN STOCK | Copper | Armoured (GI Steel Wire/Strip) | BLUE | Class 2 (Stranded) | PVC | PVC / XLPE | 1.5 | Overall Shielded (Aluminium Mylar Tape) |  | TRIAD-8 | OEM | PVC | 1.5 SQMM X TRIAD-8 Armoured (GI Steel Wire/Strip) Copper CABLE | https://drive.google.com/file/d/1aux1liZsGqD4vxAYcmB355cBPLF68HO6/view?usp=sharing
2561 | LDC | Triad Cable - Overall Shielded-Armoured Instrumentation Cable | TRIAD CABLE |  | - | Per Meter | Finnolex | 1947 | 40 % | 3245 | IN STOCK | Copper | Armoured (GI Steel Wire/Strip) | BLUE | Class 2 (Stranded) | PVC | PVC / XLPE | 2.5 | Overall Shielded (Aluminium Mylar Tape) |  | TRIAD-8 | OEM | PVC | 2.5 SQMM X TRIAD-8 Armoured (GI Steel Wire/Strip) Copper CABLE | https://drive.google.com/file/d/1aux1liZsGqD4vxAYcmB355cBPLF68HO6/view?usp=sharing
2562 | LDC | Triad Cable - Overall Shielded-Armoured Instrumentation Cable | TRIAD CABLE |  | - | Per Meter | Finnolex | 691.2 | 40 % | 1152 | IN STOCK | Copper | Armoured (GI Steel Wire/Strip) | BLUE | Class 2 (Stranded) | PVC | PVC / XLPE | 0.5 | Overall Shielded (Aluminium Mylar Tape) |  | TRIAD-10 | OEM | PVC | 0.5 SQMM X TRIAD-10 Armoured (GI Steel Wire/Strip) Copper CABLE | https://drive.google.com/file/d/1-isnRxeW0RxVjR8diBmKtHE0UwLXQrYH/view?usp=sharing
2563 | LDC | Triad Cable - Overall Shielded-Armoured Instrumentation Cable | TRIAD CABLE |  | - | Per Meter | Finnolex | 943.8 | 40 % | 1573 | IN STOCK | Copper | Armoured (GI Steel Wire/Strip) | BLUE | Class 2 (Stranded) | PVC | PVC / XLPE | 0.75 | Overall Shielded (Aluminium Mylar Tape) |  | TRIAD-10 | OEM | PVC | 0.75 SQMM X TRIAD-10 Armoured (GI Steel Wire/Strip) Copper CABLE | https://drive.google.com/file/d/1-isnRxeW0RxVjR8diBmKtHE0UwLXQrYH/view?usp=sharing
2564 | LDC | Triad Cable - Overall Shielded-Armoured Instrumentation Cable | TRIAD CABLE |  | - | Per Meter | Finnolex | 1119.6 | 40 % | 1866 | IN STOCK | Copper | Armoured (GI Steel Wire/Strip) | BLUE | Class 2 (Stranded) | PVC | PVC / XLPE | 1.0 | Overall Shielded (Aluminium Mylar Tape) |  | TRIAD-10 | OEM | PVC | 1.0 SQMM X TRIAD-10 Armoured (GI Steel Wire/Strip) Copper CABLE | https://drive.google.com/file/d/1-isnRxeW0RxVjR8diBmKtHE0UwLXQrYH/view?usp=sharing
2565 | LDC | Triad Cable - Overall Shielded-Armoured Instrumentation Cable | TRIAD CABLE |  | - | Per Meter | Finnolex | 1540.8 | 40 % | 2568 | IN STOCK | Copper | Armoured (GI Steel Wire/Strip) | BLUE | Class 2 (Stranded) | PVC | PVC / XLPE | 1.5 | Overall Shielded (Aluminium Mylar Tape) |  | TRIAD-10 | OEM | PVC | 1.5 SQMM X TRIAD-10 Armoured (GI Steel Wire/Strip) Copper CABLE | https://drive.google.com/file/d/1-isnRxeW0RxVjR8diBmKtHE0UwLXQrYH/view?usp=sharing
2566 | LDC | Triad Cable - Overall Shielded-Armoured Instrumentation Cable | TRIAD CABLE |  | - | Per Meter | Finnolex | 2377.2 | 40 % | 3962 | IN STOCK | Copper | Armoured (GI Steel Wire/Strip) | BLUE | Class 2 (Stranded) | PVC | PVC / XLPE | 2.5 | Overall Shielded (Aluminium Mylar Tape) |  | TRIAD-10 | OEM | PVC | 2.5 SQMM X TRIAD-10 Armoured (GI Steel Wire/Strip) Copper CABLE | https://drive.google.com/file/d/1-isnRxeW0RxVjR8diBmKtHE0UwLXQrYH/view?usp=sharing
2567 | LDC | Triad Cable - Overall Shielded-Armoured Instrumentation Cable | TRIAD CABLE |  | - | Per Meter | Finnolex | 786 | 40 % | 1310 | IN STOCK | Copper | Armoured (GI Steel Wire/Strip) | BLUE | Class 2 (Stranded) | PVC | PVC / XLPE | 0.5 | Overall Shielded (Aluminium Mylar Tape) |  | TRIAD-12 | OEM | PVC | 0.5 SQMM X TRIAD-12 Armoured (GI Steel Wire/Strip) Copper CABLE | https://drive.google.com/file/d/1JE9HR3nl1DtYNEJOUjKEYto4hbYAI30a/view?usp=sharing
2568 | LDC | Triad Cable - Overall Shielded-Armoured Instrumentation Cable | TRIAD CABLE |  | - | Per Meter | Finnolex | 1083.6 | 40 % | 1806 | IN STOCK | Copper | Armoured (GI Steel Wire/Strip) | BLUE | Class 2 (Stranded) | PVC | PVC / XLPE | 0.75 | Overall Shielded (Aluminium Mylar Tape) |  | TRIAD-12 | OEM | PVC | 0.75 SQMM X TRIAD-12 Armoured (GI Steel Wire/Strip) Copper CABLE | https://drive.google.com/file/d/1JE9HR3nl1DtYNEJOUjKEYto4hbYAI30a/view?usp=sharing
2569 | LDC | Triad Cable - Overall Shielded-Armoured Instrumentation Cable | TRIAD CABLE |  | - | Per Meter | Finnolex | 1311 | 40 % | 2185 | IN STOCK | Copper | Armoured (GI Steel Wire/Strip) | BLUE | Class 2 (Stranded) | PVC | PVC / XLPE | 1.0 | Overall Shielded (Aluminium Mylar Tape) |  | TRIAD-12 | OEM | PVC | 1.0 SQMM X TRIAD-12 Armoured (GI Steel Wire/Strip) Copper CABLE | https://drive.google.com/file/d/1JE9HR3nl1DtYNEJOUjKEYto4hbYAI30a/view?usp=sharing
2570 | LDC | Triad Cable - Overall Shielded-Armoured Instrumentation Cable | TRIAD CABLE |  | - | Per Meter | Finnolex | 1799.4 | 40 % | 2999 | IN STOCK | Copper | Armoured (GI Steel Wire/Strip) | BLUE | Class 2 (Stranded) | PVC | PVC / XLPE | 1.5 | Overall Shielded (Aluminium Mylar Tape) |  | TRIAD-12 | OEM | PVC | 1.5 SQMM X TRIAD-12 Armoured (GI Steel Wire/Strip) Copper CABLE | https://drive.google.com/file/d/1JE9HR3nl1DtYNEJOUjKEYto4hbYAI30a/view?usp=sharing
2571 | LDC | Triad Cable - Overall Shielded-Armoured Instrumentation Cable | TRIAD CABLE |  | - | Per Meter | Finnolex | 2812.2 | 40 % | 4687 | IN STOCK | Copper | Armoured (GI Steel Wire/Strip) | BLUE | Class 2 (Stranded) | PVC | PVC / XLPE | 2.5 | Overall Shielded (Aluminium Mylar Tape) |  | TRIAD-12 | OEM | PVC | 2.5 SQMM X TRIAD-12 Armoured (GI Steel Wire/Strip) Copper CABLE | https://drive.google.com/file/d/1JE9HR3nl1DtYNEJOUjKEYto4hbYAI30a/view?usp=sharing
2572 | LDC | Triad Cable - Overall Shielded-Armoured Instrumentation Cable | TRIAD CABLE |  | - | Per Meter | Finnolex | 894.6 | 40 % | 1491 | IN STOCK | Copper | Armoured (GI Steel Wire/Strip) | BLUE | Class 2 (Stranded) | PVC | PVC / XLPE | 0.5 | Overall Shielded (Aluminium Mylar Tape) |  | TRIAD-14 | OEM | PVC | 0.5 SQMM X TRIAD-14 Armoured (GI Steel Wire/Strip) Copper CABLE | https://drive.google.com/file/d/1Ja7BJ5__wBLAZl_oMr9pWgNdmJOKvp6S/view?usp=sharing
2573 | LDC | Triad Cable - Overall Shielded-Armoured Instrumentation Cable | TRIAD CABLE |  | - | Per Meter | Finnolex | 1239 | 40 % | 2065 | IN STOCK | Copper | Armoured (GI Steel Wire/Strip) | BLUE | Class 2 (Stranded) | PVC | PVC / XLPE | 0.75 | Overall Shielded (Aluminium Mylar Tape) |  | TRIAD-14 | OEM | PVC | 0.75 SQMM X TRIAD-14 Armoured (GI Steel Wire/Strip) Copper CABLE | https://drive.google.com/file/d/1Ja7BJ5__wBLAZl_oMr9pWgNdmJOKvp6S/view?usp=sharing
2574 | LDC | Triad Cable - Overall Shielded-Armoured Instrumentation Cable | TRIAD CABLE |  | - | Per Meter | Finnolex | 1500 | 40 % | 2500 | IN STOCK | Copper | Armoured (GI Steel Wire/Strip) | BLUE | Class 2 (Stranded) | PVC | PVC / XLPE | 1.0 | Overall Shielded (Aluminium Mylar Tape) |  | TRIAD-14 | OEM | PVC | 1.0 SQMM X TRIAD-14 Armoured (GI Steel Wire/Strip) Copper CABLE | https://drive.google.com/file/d/1Ja7BJ5__wBLAZl_oMr9pWgNdmJOKvp6S/view?usp=sharing
2575 | LDC | Triad Cable - Overall Shielded-Armoured Instrumentation Cable | TRIAD CABLE |  | - | Per Meter | Finnolex | 2067 | 40 % | 3445 | IN STOCK | Copper | Armoured (GI Steel Wire/Strip) | BLUE | Class 2 (Stranded) | PVC | PVC / XLPE | 1.5 | Overall Shielded (Aluminium Mylar Tape) |  | TRIAD-14 | OEM | PVC | 1.5 SQMM X TRIAD-14 Armoured (GI Steel Wire/Strip) Copper CABLE | https://drive.google.com/file/d/1Ja7BJ5__wBLAZl_oMr9pWgNdmJOKvp6S/view?usp=sharing
2576 | LDC | Triad Cable - Overall Shielded-Armoured Instrumentation Cable | TRIAD CABLE |  | - | Per Meter | Finnolex | 3237.6 | 40 % | 5396 | IN STOCK | Copper | Armoured (GI Steel Wire/Strip) | BLUE | Class 2 (Stranded) | PVC | PVC / XLPE | 2.5 | Overall Shielded (Aluminium Mylar Tape) |  | TRIAD-14 | OEM | PVC | 2.5 SQMM X TRIAD-14 Armoured (GI Steel Wire/Strip) Copper CABLE | https://drive.google.com/file/d/1Ja7BJ5__wBLAZl_oMr9pWgNdmJOKvp6S/view?usp=sharing
2577 | LDC | Triad Cable - Overall Shielded-Armoured Instrumentation Cable | TRIAD CABLE |  | - | Per Meter | Finnolex | 991.8 | 40 % | 1653 | IN STOCK | Copper | Armoured (GI Steel Wire/Strip) | BLUE | Class 2 (Stranded) | PVC | PVC / XLPE | 0.5 | Overall Shielded (Aluminium Mylar Tape) |  | TRIAD-16 | OEM | PVC | 0.5 SQMM X TRIAD-16 Armoured (GI Steel Wire/Strip) Copper CABLE | https://drive.google.com/file/d/1EyPgzI4XDGrcSo39PcL5V0W6ds5IafMC/view?usp=sharing
2578 | LDC | Triad Cable - Overall Shielded-Armoured Instrumentation Cable | TRIAD CABLE |  | - | Per Meter | Finnolex | 1380.6 | 40 % | 2301 | IN STOCK | Copper | Armoured (GI Steel Wire/Strip) | BLUE | Class 2 (Stranded) | PVC | PVC / XLPE | 0.75 | Overall Shielded (Aluminium Mylar Tape) |  | TRIAD-16 | OEM | PVC | 0.75 SQMM X TRIAD-16 Armoured (GI Steel Wire/Strip) Copper CABLE | https://drive.google.com/file/d/1EyPgzI4XDGrcSo39PcL5V0W6ds5IafMC/view?usp=sharing
2579 | LDC | Triad Cable - Overall Shielded-Armoured Instrumentation Cable | TRIAD CABLE |  | - | Per Meter | Finnolex | 1686.6 | 40 % | 2811 | IN STOCK | Copper | Armoured (GI Steel Wire/Strip) | BLUE | Class 2 (Stranded) | PVC | PVC / XLPE | 1.0 | Overall Shielded (Aluminium Mylar Tape) |  | TRIAD-16 | OEM | PVC | 1.0 SQMM X TRIAD-16 Armoured (GI Steel Wire/Strip) Copper CABLE | https://drive.google.com/file/d/1EyPgzI4XDGrcSo39PcL5V0W6ds5IafMC/view?usp=sharing
2580 | LDC | Triad Cable - Overall Shielded-Armoured Instrumentation Cable | TRIAD CABLE |  | - | Per Meter | Finnolex | 2341.8 | 40 % | 3903 | IN STOCK | Copper | Armoured (GI Steel Wire/Strip) | BLUE | Class 2 (Stranded) | PVC | PVC / XLPE | 1.5 | Overall Shielded (Aluminium Mylar Tape) |  | TRIAD-16 | OEM | PVC | 1.5 SQMM X TRIAD-16 Armoured (GI Steel Wire/Strip) Copper CABLE | https://drive.google.com/file/d/1EyPgzI4XDGrcSo39PcL5V0W6ds5IafMC/view?usp=sharing
2581 | LDC | Triad Cable - Overall Shielded-Armoured Instrumentation Cable | TRIAD CABLE |  | - | Per Meter | Finnolex | 3671.4 | 40 % | 6119 | IN STOCK | Copper | Armoured (GI Steel Wire/Strip) | BLUE | Class 2 (Stranded) | PVC | PVC / XLPE | 2.5 | Overall Shielded (Aluminium Mylar Tape) |  | TRIAD-16 | OEM | PVC | 2.5 SQMM X TRIAD-16 Armoured (GI Steel Wire/Strip) Copper CABLE | https://drive.google.com/file/d/1EyPgzI4XDGrcSo39PcL5V0W6ds5IafMC/view?usp=sharing
2582 | LDC | Triad Cable - Overall Shielded-Armoured Instrumentation Cable | TRIAD CABLE |  | - | Per Meter | Finnolex | 1143.6 | 40 % | 1906 | IN STOCK | Copper | Armoured (GI Steel Wire/Strip) | BLUE | Class 2 (Stranded) | PVC | PVC / XLPE | 0.5 | Overall Shielded (Aluminium Mylar Tape) |  | TRIAD-19 | OEM | PVC | 0.5 SQMM X TRIAD-19 Armoured (GI Steel Wire/Strip) Copper CABLE | https://drive.google.com/file/d/1c5XZ8C-GcfvMm-RfhpykhHcLzkV5ycsE/view?usp=sharing
2583 | LDC | Triad Cable - Overall Shielded-Armoured Instrumentation Cable | TRIAD CABLE |  | - | Per Meter | Finnolex | 1604.4 | 40 % | 2674 | IN STOCK | Copper | Armoured (GI Steel Wire/Strip) | BLUE | Class 2 (Stranded) | PVC | PVC / XLPE | 0.75 | Overall Shielded (Aluminium Mylar Tape) |  | TRIAD-19 | OEM | PVC | 0.75 SQMM X TRIAD-19 Armoured (GI Steel Wire/Strip) Copper CABLE | https://drive.google.com/file/d/1c5XZ8C-GcfvMm-RfhpykhHcLzkV5ycsE/view?usp=sharing
2584 | LDC | Triad Cable - Overall Shielded-Armoured Instrumentation Cable | TRIAD CABLE |  | - | Per Meter | Finnolex | 1963.2 | 40 % | 3272 | IN STOCK | Copper | Armoured (GI Steel Wire/Strip) | BLUE | Class 2 (Stranded) | PVC | PVC / XLPE | 1.0 | Overall Shielded (Aluminium Mylar Tape) |  | TRIAD-19 | OEM | PVC | 1.0 SQMM X TRIAD-19 Armoured (GI Steel Wire/Strip) Copper CABLE | https://drive.google.com/file/d/1c5XZ8C-GcfvMm-RfhpykhHcLzkV5ycsE/view?usp=sharing
2585 | LDC | Triad Cable - Overall Shielded-Armoured Instrumentation Cable | TRIAD CABLE |  | - | Per Meter | Finnolex | 2735.4 | 40 % | 4559 | IN STOCK | Copper | Armoured (GI Steel Wire/Strip) | BLUE | Class 2 (Stranded) | PVC | PVC / XLPE | 1.5 | Overall Shielded (Aluminium Mylar Tape) |  | TRIAD-19 | OEM | PVC | 1.5 SQMM X TRIAD-19 Armoured (GI Steel Wire/Strip) Copper CABLE | https://drive.google.com/file/d/1c5XZ8C-GcfvMm-RfhpykhHcLzkV5ycsE/view?usp=sharing
2586 | LDC | Triad Cable - Overall Shielded-Armoured Instrumentation Cable | TRIAD CABLE |  | - | Per Meter | Finnolex | 4305.6 | 40 % | 7176 | IN STOCK | Copper | Armoured (GI Steel Wire/Strip) | BLUE | Class 2 (Stranded) | PVC | PVC / XLPE | 2.5 | Overall Shielded (Aluminium Mylar Tape) |  | TRIAD-19 | OEM | PVC | 2.5 SQMM X TRIAD-19 Armoured (GI Steel Wire/Strip) Copper CABLE | https://drive.google.com/file/d/1c5XZ8C-GcfvMm-RfhpykhHcLzkV5ycsE/view?usp=sharing
2587 | HDC | Aluminium Armoured Cable - A2XWY / A2XFY (IS 7098 Pt-1 1988) | Aluminium Armoured Cable |  |  | Per Meter | Finnolex | 0 | 40 % |  | IN STOCK | Aluminium | Armoured | BLACK | Class 2 (Stranded) | PVC | PVC / XLPE | 2.5 |  | 650/1100V | 1 CORE | OEM | PVC | 2.5 SQMM X 1 CORE Armoured Aluminium CABLE | https://drive.google.com/file/d/1Zw-y657Jt2GHm26TKt3zmSdNd8NPWzyb/view?usp=sharing
2588 | HDC | Aluminium Armoured Cable - A2XWY / A2XFY (IS 7098 Pt-1 1988) | Aluminium Armoured Cable |  |  | Per Meter | Finnolex | 0 | 40 % |  | IN STOCK | Aluminium | Armoured | BLACK | Class 2 (Stranded) | PVC | PVC / XLPE | 4 |  | 650/1100V | 1 CORE | OEM | PVC | 4 SQMM X 1 CORE Armoured Aluminium CABLE | https://drive.google.com/file/d/1Zw-y657Jt2GHm26TKt3zmSdNd8NPWzyb/view?usp=sharing
2589 | HDC | Aluminium Armoured Cable - A2XWY / A2XFY (IS 7098 Pt-1 1988) | Aluminium Armoured Cable |  |  | Per Meter | Finnolex | 0 | 40 % |  | IN STOCK | Aluminium | Armoured | BLACK | Class 2 (Stranded) | PVC | PVC / XLPE | 6 |  | 650/1100V | 1 CORE | OEM | PVC | 6 SQMM X 1 CORE Armoured Aluminium CABLE | https://drive.google.com/file/d/1Zw-y657Jt2GHm26TKt3zmSdNd8NPWzyb/view?usp=sharing
2590 | HDC | Aluminium Armoured Cable - A2XWY / A2XFY (IS 7098 Pt-1 1988) | Aluminium Armoured Cable |  |  | Per Meter | Finnolex | 0 | 40 % |  | IN STOCK | Aluminium | Armoured | BLACK | Class 2 (Stranded) | PVC | PVC / XLPE | 10 |  | 650/1100V | 1 CORE | OEM | PVC | 10 SQMM X 1 CORE Armoured Aluminium CABLE | https://drive.google.com/file/d/1Zw-y657Jt2GHm26TKt3zmSdNd8NPWzyb/view?usp=sharing
2591 | HDC | Aluminium Armoured Cable - A2XWY / A2XFY (IS 7098 Pt-1 1988) | Aluminium Armoured Cable |  |  | Per Meter | Finnolex | 145.2 | 40 % | 242 | IN STOCK | Aluminium | Armoured | BLACK | Class 2 (Stranded) | PVC | PVC / XLPE | 16 |  | 650/1100V | 1 CORE | OEM | PVC | 16 SQMM X 1 CORE Armoured Aluminium CABLE | https://drive.google.com/file/d/1Zw-y657Jt2GHm26TKt3zmSdNd8NPWzyb/view?usp=sharing
2592 | HDC | Aluminium Armoured Cable - Extended Cross Section (PVC/XLPE, IS 7098 Pt-1 1988) | Aluminium Armoured Cable Extended |  |  | Per Meter | Finnolex | 181.2 | 40 % | 302 | IN STOCK | Aluminium | Armoured | BLACK | Class 2 (Stranded) | PVC | PVC / XLPE | 25 |  | 650/1100V | 1 CORE | OEM | PVC | 25 SQMM X 1 CORE Armoured Aluminium CABLE | https://drive.google.com/file/d/1Zw-y657Jt2GHm26TKt3zmSdNd8NPWzyb/view?usp=sharing
2593 | HDC | Aluminium Armoured Cable - Extended Cross Section (PVC/XLPE, IS 7098 Pt-1 1988) | Aluminium Armoured Cable Extended |  |  | Per Meter | Finnolex | 225.6 | 40 % | 376 | IN STOCK | Aluminium | Armoured | BLACK | Class 2 (Stranded) | PVC | PVC / XLPE | 35 |  | 650/1100V | 1 CORE | OEM | PVC | 35 SQMM X 1 CORE Armoured Aluminium CABLE | https://drive.google.com/file/d/1Zw-y657Jt2GHm26TKt3zmSdNd8NPWzyb/view?usp=sharing
2594 | HDC | Aluminium Armoured Cable - Extended Cross Section (PVC/XLPE, IS 7098 Pt-1 1988) | Aluminium Armoured Cable Extended |  |  | Per Meter | Finnolex | 287.4 | 40 % | 479 | IN STOCK | Aluminium | Armoured | BLACK | Class 2 (Stranded) | PVC | PVC / XLPE | 50 |  | 650/1100V | 1 CORE | OEM | PVC | 50 SQMM X 1 CORE Armoured Aluminium CABLE | https://drive.google.com/file/d/1Zw-y657Jt2GHm26TKt3zmSdNd8NPWzyb/view?usp=sharing
2595 | HDC | Aluminium Armoured Cable - Extended Cross Section (PVC/XLPE, IS 7098 Pt-1 1988) | Aluminium Armoured Cable Extended |  |  | Per Meter | Finnolex | 364.8 | 40 % | 608 | IN STOCK | Aluminium | Armoured | BLACK | Class 2 (Stranded) | PVC | PVC / XLPE | 70 |  | 650/1100V | 1 CORE | OEM | PVC | 70 SQMM X 1 CORE Armoured Aluminium CABLE | https://drive.google.com/file/d/1Zw-y657Jt2GHm26TKt3zmSdNd8NPWzyb/view?usp=sharing
2596 | HDC | Aluminium Armoured Cable - Extended Cross Section (PVC/XLPE, IS 7098 Pt-1 1988) | Aluminium Armoured Cable Extended |  |  | Per Meter | Finnolex | 446.4 | 40 % | 744 | IN STOCK | Aluminium | Armoured | BLACK | Class 2 (Stranded) | PVC | PVC / XLPE | 95 |  | 650/1100V | 1 CORE | OEM | PVC | 95 SQMM X 1 CORE Armoured Aluminium CABLE | https://drive.google.com/file/d/1Zw-y657Jt2GHm26TKt3zmSdNd8NPWzyb/view?usp=sharing
2597 | HDC | Aluminium Armoured Cable - Extended Cross Section (PVC/XLPE, IS 7098 Pt-1 1988) | Aluminium Armoured Cable Extended |  |  | Per Meter | Finnolex | 534.6 | 40 % | 891 | IN STOCK | Aluminium | Armoured | BLACK | Class 2 (Stranded) | PVC | PVC / XLPE | 120 |  | 650/1100V | 1 CORE | OEM | PVC | 120 SQMM X 1 CORE Armoured Aluminium CABLE | https://drive.google.com/file/d/1Zw-y657Jt2GHm26TKt3zmSdNd8NPWzyb/view?usp=sharing
2598 | HDC | Aluminium Armoured Cable - Extended Cross Section (PVC/XLPE, IS 7098 Pt-1 1988) | Aluminium Armoured Cable Extended |  |  | Per Meter | Finnolex | 636.6 | 40 % | 1061 | IN STOCK | Aluminium | Armoured | BLACK | Class 2 (Stranded) | PVC | PVC / XLPE | 150 |  | 650/1100V | 1 CORE | OEM | PVC | 150 SQMM X 1 CORE Armoured Aluminium CABLE | https://drive.google.com/file/d/1Zw-y657Jt2GHm26TKt3zmSdNd8NPWzyb/view?usp=sharing
2599 | HDC | Aluminium Armoured Cable - Extended Cross Section (PVC/XLPE, IS 7098 Pt-1 1988) | Aluminium Armoured Cable Extended |  |  | Per Meter | Finnolex | 772.8 | 40 % | 1288 | IN STOCK | Aluminium | Armoured | BLACK | Class 2 (Stranded) | PVC | PVC / XLPE | 185 |  | 650/1100V | 1 CORE | OEM | PVC | 185 SQMM X 1 CORE Armoured Aluminium CABLE | https://drive.google.com/file/d/1Zw-y657Jt2GHm26TKt3zmSdNd8NPWzyb/view?usp=sharing
2600 | HDC | Aluminium Armoured Cable - Extended Cross Section (PVC/XLPE, IS 7098 Pt-1 1988) | Aluminium Armoured Cable Extended |  |  | Per Meter | Finnolex | 960 | 40 % | 1600 | IN STOCK | Aluminium | Armoured | BLACK | Class 2 (Stranded) | PVC | PVC / XLPE | 240 |  | 650/1100V | 1 CORE | OEM | PVC | 240 SQMM X 1 CORE Armoured Aluminium CABLE | https://drive.google.com/file/d/1Zw-y657Jt2GHm26TKt3zmSdNd8NPWzyb/view?usp=sharing
2601 | HDC | Aluminium Armoured Cable - Extended Cross Section (PVC/XLPE, IS 7098 Pt-1 1988) | Aluminium Armoured Cable Extended |  |  | Per Meter | Finnolex | 1167 | 40 % | 1945 | IN STOCK | Aluminium | Armoured | BLACK | Class 2 (Stranded) | PVC | PVC / XLPE | 300 |  | 650/1100V | 1 CORE | OEM | PVC | 300 SQMM X 1 CORE Armoured Aluminium CABLE | https://drive.google.com/file/d/1Zw-y657Jt2GHm26TKt3zmSdNd8NPWzyb/view?usp=sharing
2602 | HDC | Aluminium Armoured Cable - Extended Cross Section (PVC/XLPE, IS 7098 Pt-1 1988) | Aluminium Armoured Cable Extended |  |  | Per Meter | Finnolex | 1506.6 | 40 % | 2511 | IN STOCK | Aluminium | Armoured | BLACK | Class 2 (Stranded) | PVC | PVC / XLPE | 400 |  | 650/1100V | 1 CORE | OEM | PVC | 400 SQMM X 1 CORE Armoured Aluminium CABLE | https://drive.google.com/file/d/1Zw-y657Jt2GHm26TKt3zmSdNd8NPWzyb/view?usp=sharing
2603 | HDC | Aluminium Armoured Cable - Extended Cross Section (PVC/XLPE, IS 7098 Pt-1 1988) | Aluminium Armoured Cable Extended |  |  | Per Meter | Finnolex | 1827 | 40 % | 3045 | IN STOCK | Aluminium | Armoured | BLACK | Class 2 (Stranded) | PVC | PVC / XLPE | 500 |  | 650/1100V | 1 CORE | OEM | PVC | 500 SQMM X 1 CORE Armoured Aluminium CABLE | https://drive.google.com/file/d/1Zw-y657Jt2GHm26TKt3zmSdNd8NPWzyb/view?usp=sharing
2604 | HDC | Aluminium Armoured Cable - Extended Cross Section (PVC/XLPE, IS 7098 Pt-1 1988) | Aluminium Armoured Cable Extended |  |  | Per Meter | Finnolex | 2255.4 | 40 % | 3759 | IN STOCK | Aluminium | Armoured | BLACK | Class 2 (Stranded) | PVC | PVC / XLPE | 630 |  | 650/1100V | 1 CORE | OEM | PVC | 630 SQMM X 1 CORE Armoured Aluminium CABLE | https://drive.google.com/file/d/1Zw-y657Jt2GHm26TKt3zmSdNd8NPWzyb/view?usp=sharing
2605 | HDC | Aluminium Armoured Cable - A2XWY / A2XFY (IS 7098 Pt-1 1988) | Aluminium Armoured Cable |  |  | Per Meter | Finnolex | 134.4 | 40 % | 224 | IN STOCK | Aluminium | Armoured | BLACK | Class 2 (Stranded) | PVC | PVC / XLPE | 2.5 |  | 650/1100V | 2 CORE | OEM | PVC | 2.5 SQMM X 2 CORE Armoured Aluminium CABLE | https://drive.google.com/file/d/1UKtqOJwnfiZptqIPkTEn9qINBb6F6t9V/view?usp=sharing
2606 | HDC | Aluminium Armoured Cable - A2XWY / A2XFY (IS 7098 Pt-1 1988) | Aluminium Armoured Cable |  |  | Per Meter | Finnolex | 144.6 | 40 % | 241 | IN STOCK | Aluminium | Armoured | BLACK | Class 2 (Stranded) | PVC | PVC / XLPE | 4 |  | 650/1100V | 2 CORE | OEM | PVC | 4 SQMM X 2 CORE Armoured Aluminium CABLE | https://drive.google.com/file/d/1UKtqOJwnfiZptqIPkTEn9qINBb6F6t9V/view?usp=sharing
2607 | HDC | Aluminium Armoured Cable - A2XWY / A2XFY (IS 7098 Pt-1 1988) | Aluminium Armoured Cable |  |  | Per Meter | Finnolex | 181.8 | 40 % | 303 | IN STOCK | Aluminium | Armoured | BLACK | Class 2 (Stranded) | PVC | PVC / XLPE | 6 |  | 650/1100V | 2 CORE | OEM | PVC | 6 SQMM X 2 CORE Armoured Aluminium CABLE | https://drive.google.com/file/d/1UKtqOJwnfiZptqIPkTEn9qINBb6F6t9V/view?usp=sharing
2608 | HDC | Aluminium Armoured Cable - A2XWY / A2XFY (IS 7098 Pt-1 1988) | Aluminium Armoured Cable |  |  | Per Meter | Finnolex | 209.4 | 40 % | 349 | IN STOCK | Aluminium | Armoured | BLACK | Class 2 (Stranded) | PVC | PVC / XLPE | 10 |  | 650/1100V | 2 CORE | OEM | PVC | 10 SQMM X 2 CORE Armoured Aluminium CABLE | https://drive.google.com/file/d/1UKtqOJwnfiZptqIPkTEn9qINBb6F6t9V/view?usp=sharing
2609 | HDC | Aluminium Armoured Cable - A2XWY / A2XFY (IS 7098 Pt-1 1988) | Aluminium Armoured Cable |  |  | Per Meter | Finnolex | 243.6 | 40 % | 406 | IN STOCK | Aluminium | Armoured | BLACK | Class 2 (Stranded) | PVC | PVC / XLPE | 16 |  | 650/1100V | 2 CORE | OEM | PVC | 16 SQMM X 2 CORE Armoured Aluminium CABLE | https://drive.google.com/file/d/1UKtqOJwnfiZptqIPkTEn9qINBb6F6t9V/view?usp=sharing
2610 | HDC | Aluminium Armoured Cable - A2XWY / A2XFY (IS 7098 Pt-1 1988) | Aluminium Armoured Cable |  |  | Per Meter | Finnolex | 144.6 | 40 % | 241 | IN STOCK | Aluminium | Armoured | BLACK | Class 2 (Stranded) | PVC | PVC / XLPE | 2.5 |  | 650/1100V | 3 CORE | OEM | PVC | 2.5 SQMM X 3 CORE Armoured Aluminium CABLE | https://drive.google.com/file/d/1scLdJ7akWtkqgf94vx9ZsmgmbfXGw76p/view?usp=sharing
2611 | HDC | Aluminium Armoured Cable - A2XWY / A2XFY (IS 7098 Pt-1 1988) | Aluminium Armoured Cable |  |  | Per Meter | Finnolex | 170.4 | 40 % | 284 | IN STOCK | Aluminium | Armoured | BLACK | Class 2 (Stranded) | PVC | PVC / XLPE | 4 |  | 650/1100V | 3 CORE | OEM | PVC | 4 SQMM X 3 CORE Armoured Aluminium CABLE | https://drive.google.com/file/d/1scLdJ7akWtkqgf94vx9ZsmgmbfXGw76p/view?usp=sharing
2612 | HDC | Aluminium Armoured Cable - A2XWY / A2XFY (IS 7098 Pt-1 1988) | Aluminium Armoured Cable |  |  | Per Meter | Finnolex | 211.8 | 40 % | 353 | IN STOCK | Aluminium | Armoured | BLACK | Class 2 (Stranded) | PVC | PVC / XLPE | 6 |  | 650/1100V | 3 CORE | OEM | PVC | 6 SQMM X 3 CORE Armoured Aluminium CABLE | https://drive.google.com/file/d/1scLdJ7akWtkqgf94vx9ZsmgmbfXGw76p/view?usp=sharing
2613 | HDC | Aluminium Armoured Cable - A2XWY / A2XFY (IS 7098 Pt-1 1988) | Aluminium Armoured Cable |  |  | Per Meter | Finnolex | 250.2 | 40 % | 417 | IN STOCK | Aluminium | Armoured | BLACK | Class 2 (Stranded) | PVC | PVC / XLPE | 10 |  | 650/1100V | 3 CORE | OEM | PVC | 10 SQMM X 3 CORE Armoured Aluminium CABLE | https://drive.google.com/file/d/1scLdJ7akWtkqgf94vx9ZsmgmbfXGw76p/view?usp=sharing
2614 | HDC | Aluminium Armoured Cable - A2XWY / A2XFY (IS 7098 Pt-1 1988) | Aluminium Armoured Cable |  |  | Per Meter | Finnolex | 278.4 | 40 % | 464 | IN STOCK | Aluminium | Armoured | BLACK | Class 2 (Stranded) | PVC | PVC / XLPE | 16 |  | 650/1100V | 3 CORE | OEM | PVC | 16 SQMM X 3 CORE Armoured Aluminium CABLE | https://drive.google.com/file/d/1scLdJ7akWtkqgf94vx9ZsmgmbfXGw76p/view?usp=sharing
2615 | HDC | Aluminium Armoured Cable - Extended Cross Section (PVC/XLPE, IS 7098 Pt-1 1988) | Aluminium Armoured Cable Extended |  |  | Per Meter | Finnolex | 250.8 | 40 % | 418 | IN STOCK | Aluminium | Armoured | BLACK | Class 2 (Stranded) | PVC | PVC / XLPE | 25 |  | 650/1100V | 3 CORE | OEM | PVC | 25 SQMM X 3 CORE Armoured Aluminium CABLE | https://drive.google.com/file/d/1scLdJ7akWtkqgf94vx9ZsmgmbfXGw76p/view?usp=sharing
2616 | HDC | Aluminium Armoured Cable - Extended Cross Section (PVC/XLPE, IS 7098 Pt-1 1988) | Aluminium Armoured Cable Extended |  |  | Per Meter | Finnolex | 321.6 | 40 % | 536 | IN STOCK | Aluminium | Armoured | BLACK | Class 2 (Stranded) | PVC | PVC / XLPE | 35 |  | 650/1100V | 3 CORE | OEM | PVC | 35 SQMM X 3 CORE Armoured Aluminium CABLE | https://drive.google.com/file/d/1scLdJ7akWtkqgf94vx9ZsmgmbfXGw76p/view?usp=sharing
2617 | HDC | Aluminium Armoured Cable - Extended Cross Section (PVC/XLPE, IS 7098 Pt-1 1988) | Aluminium Armoured Cable Extended |  |  | Per Meter | Finnolex | 591.6 | 40 % | 986 | IN STOCK | Aluminium | Armoured | BLACK | Class 2 (Stranded) | PVC | PVC / XLPE | 50 |  | 650/1100V | 3 CORE | OEM | PVC | 50 SQMM X 3 CORE Armoured Aluminium CABLE | https://drive.google.com/file/d/1scLdJ7akWtkqgf94vx9ZsmgmbfXGw76p/view?usp=sharing
2618 | HDC | Aluminium Armoured Cable - Extended Cross Section (PVC/XLPE, IS 7098 Pt-1 1988) | Aluminium Armoured Cable Extended |  |  | Per Meter | Finnolex | 793.8 | 40 % | 1323 | IN STOCK | Aluminium | Armoured | BLACK | Class 2 (Stranded) | PVC | PVC / XLPE | 70 |  | 650/1100V | 3 CORE | OEM | PVC | 70 SQMM X 3 CORE Armoured Aluminium CABLE | https://drive.google.com/file/d/1scLdJ7akWtkqgf94vx9ZsmgmbfXGw76p/view?usp=sharing
2619 | HDC | Aluminium Armoured Cable - Extended Cross Section (PVC/XLPE, IS 7098 Pt-1 1988) | Aluminium Armoured Cable Extended |  |  | Per Meter | Finnolex | 1021.2 | 40 % | 1702 | IN STOCK | Aluminium | Armoured | BLACK | Class 2 (Stranded) | PVC | PVC / XLPE | 95 |  | 650/1100V | 3 CORE | OEM | PVC | 95 SQMM X 3 CORE Armoured Aluminium CABLE | https://drive.google.com/file/d/1scLdJ7akWtkqgf94vx9ZsmgmbfXGw76p/view?usp=sharing
2620 | HDC | Aluminium Armoured Cable - Extended Cross Section (PVC/XLPE, IS 7098 Pt-1 1988) | Aluminium Armoured Cable Extended |  |  | Per Meter | Finnolex | 1249.8 | 40 % | 2083 | IN STOCK | Aluminium | Armoured | BLACK | Class 2 (Stranded) | PVC | PVC / XLPE | 120 |  | 650/1100V | 3 CORE | OEM | PVC | 120 SQMM X 3 CORE Armoured Aluminium CABLE | https://drive.google.com/file/d/1scLdJ7akWtkqgf94vx9ZsmgmbfXGw76p/view?usp=sharing
2621 | HDC | Aluminium Armoured Cable - Extended Cross Section (PVC/XLPE, IS 7098 Pt-1 1988) | Aluminium Armoured Cable Extended |  |  | Per Meter | Finnolex | 1548 | 40 % | 2580 | IN STOCK | Aluminium | Armoured | BLACK | Class 2 (Stranded) | PVC | PVC / XLPE | 150 |  | 650/1100V | 3 CORE | OEM | PVC | 150 SQMM X 3 CORE Armoured Aluminium CABLE | https://drive.google.com/file/d/1scLdJ7akWtkqgf94vx9ZsmgmbfXGw76p/view?usp=sharing
2622 | HDC | Aluminium Armoured Cable - Extended Cross Section (PVC/XLPE, IS 7098 Pt-1 1988) | Aluminium Armoured Cable Extended |  |  | Per Meter | Finnolex | 1915.2 | 40 % | 3192 | IN STOCK | Aluminium | Armoured | BLACK | Class 2 (Stranded) | PVC | PVC / XLPE | 185 |  | 650/1100V | 3 CORE | OEM | PVC | 185 SQMM X 3 CORE Armoured Aluminium CABLE | https://drive.google.com/file/d/1scLdJ7akWtkqgf94vx9ZsmgmbfXGw76p/view?usp=sharing
2623 | HDC | Aluminium Armoured Cable - Extended Cross Section (PVC/XLPE, IS 7098 Pt-1 1988) | Aluminium Armoured Cable Extended |  |  | Per Meter | Finnolex | 2478 | 40 % | 4130 | IN STOCK | Aluminium | Armoured | BLACK | Class 2 (Stranded) | PVC | PVC / XLPE | 240 |  | 650/1100V | 3 CORE | OEM | PVC | 240 SQMM X 3 CORE Armoured Aluminium CABLE | https://drive.google.com/file/d/1scLdJ7akWtkqgf94vx9ZsmgmbfXGw76p/view?usp=sharing
2624 | HDC | Aluminium Armoured Cable - Extended Cross Section (PVC/XLPE, IS 7098 Pt-1 1988) | Aluminium Armoured Cable Extended |  |  | Per Meter | Finnolex | 3064.2 | 40 % | 5107 | IN STOCK | Aluminium | Armoured | BLACK | Class 2 (Stranded) | PVC | PVC / XLPE | 300 |  | 650/1100V | 3 CORE | OEM | PVC | 300 SQMM X 3 CORE Armoured Aluminium CABLE | https://drive.google.com/file/d/1scLdJ7akWtkqgf94vx9ZsmgmbfXGw76p/view?usp=sharing
2625 | HDC | Aluminium Armoured Cable - Extended Cross Section (PVC/XLPE, IS 7098 Pt-1 1988) | Aluminium Armoured Cable Extended |  |  | Per Meter | Finnolex | 3888.6 | 40 % | 6481 | IN STOCK | Aluminium | Armoured | BLACK | Class 2 (Stranded) | PVC | PVC / XLPE | 400 |  | 650/1100V | 3 CORE | OEM | PVC | 400 SQMM X 3 CORE Armoured Aluminium CABLE | https://drive.google.com/file/d/1scLdJ7akWtkqgf94vx9ZsmgmbfXGw76p/view?usp=sharing
2626 | HDC | Aluminium Armoured Cable - Extended Cross Section (PVC/XLPE, IS 7098 Pt-1 1988) | Aluminium Armoured Cable Extended |  |  | Per Meter | Finnolex | 5224.8 | 40 % | 8708 | IN STOCK | Aluminium | Armoured | BLACK | Class 2 (Stranded) | PVC | PVC / XLPE | 500 |  | 650/1100V | 3 CORE | OEM | PVC | 500 SQMM X 3 CORE Armoured Aluminium CABLE | https://drive.google.com/file/d/1scLdJ7akWtkqgf94vx9ZsmgmbfXGw76p/view?usp=sharing
2627 | HDC | Aluminium Armoured Cable - Extended Cross Section (PVC/XLPE, IS 7098 Pt-1 1988) | Aluminium Armoured Cable Extended |  |  | Per Meter | Finnolex | 6642 | 40 % | 11070 | IN STOCK | Aluminium | Armoured | BLACK | Class 2 (Stranded) | PVC | PVC / XLPE | 630 |  | 650/1100V | 3 CORE | OEM | PVC | 630 SQMM X 3 CORE Armoured Aluminium CABLE | https://drive.google.com/file/d/1scLdJ7akWtkqgf94vx9ZsmgmbfXGw76p/view?usp=sharing
2628 | HDC | Aluminium Armoured Cable - A2XWY / A2XFY (IS 7098 Pt-1 1988) | Aluminium Armoured Cable |  |  | Per Meter | Finnolex | 0 | 40 % |  | IN STOCK | Aluminium | Armoured | BLACK | Class 2 (Stranded) | PVC | PVC / XLPE | 2.5 |  | 650/1100V | 3.5 CORE | OEM | PVC | 2.5 SQMM X 3.5 CORE Armoured Aluminium CABLE | https://drive.google.com/file/d/1WSnCYq_o_5euP3Lc5UHucgG9bMvzto7G/view?usp=sharing
2629 | HDC | Aluminium Armoured Cable - A2XWY / A2XFY (IS 7098 Pt-1 1988) | Aluminium Armoured Cable |  |  | Per Meter | Finnolex | 0 | 40 % |  | IN STOCK | Aluminium | Armoured | BLACK | Class 2 (Stranded) | PVC | PVC / XLPE | 4 |  | 650/1100V | 3.5 CORE | OEM | PVC | 4 SQMM X 3.5 CORE Armoured Aluminium CABLE | https://drive.google.com/file/d/1WSnCYq_o_5euP3Lc5UHucgG9bMvzto7G/view?usp=sharing
2630 | HDC | Aluminium Armoured Cable - A2XWY / A2XFY (IS 7098 Pt-1 1988) | Aluminium Armoured Cable |  |  | Per Meter | Finnolex | 0 | 40 % |  | IN STOCK | Aluminium | Armoured | BLACK | Class 2 (Stranded) | PVC | PVC / XLPE | 6 |  | 650/1100V | 3.5 CORE | OEM | PVC | 6 SQMM X 3.5 CORE Armoured Aluminium CABLE | https://drive.google.com/file/d/1WSnCYq_o_5euP3Lc5UHucgG9bMvzto7G/view?usp=sharing
2631 | HDC | Aluminium Armoured Cable - A2XWY / A2XFY (IS 7098 Pt-1 1988) | Aluminium Armoured Cable |  |  | Per Meter | Finnolex | 0 | 40 % |  | IN STOCK | Aluminium | Armoured | BLACK | Class 2 (Stranded) | PVC | PVC / XLPE | 10 |  | 650/1100V | 3.5 CORE | OEM | PVC | 10 SQMM X 3.5 CORE Armoured Aluminium CABLE | https://drive.google.com/file/d/1WSnCYq_o_5euP3Lc5UHucgG9bMvzto7G/view?usp=sharing
2632 | HDC | Aluminium Armoured Cable - A2XWY / A2XFY (IS 7098 Pt-1 1988) | Aluminium Armoured Cable |  |  | Per Meter | Finnolex | 0 | 40 % |  | IN STOCK | Aluminium | Armoured | BLACK | Class 2 (Stranded) | PVC | PVC / XLPE | 16 |  | 650/1100V | 3.5 CORE | OEM | PVC | 16 SQMM X 3.5 CORE Armoured Aluminium CABLE | https://drive.google.com/file/d/1WSnCYq_o_5euP3Lc5UHucgG9bMvzto7G/view?usp=sharing
2633 | HDC | Aluminium Armoured Cable - Extended Cross Section (PVC/XLPE, IS 7098 Pt-1 1988) | Aluminium Armoured Cable Extended |  |  | Per Meter | Finnolex | 333.6 | 40 % | 556 | IN STOCK | Aluminium | Armoured | BLACK | Class 2 (Stranded) | PVC | PVC / XLPE | 25 |  | 650/1100V | 3.5 CORE | OEM | PVC | 25 SQMM X 3.5 CORE Armoured Aluminium CABLE | https://drive.google.com/file/d/1WSnCYq_o_5euP3Lc5UHucgG9bMvzto7G/view?usp=sharing
2634 | HDC | Aluminium Armoured Cable - Extended Cross Section (PVC/XLPE, IS 7098 Pt-1 1988) | Aluminium Armoured Cable Extended |  |  | Per Meter | Finnolex | 456.6 | 40 % | 761 | IN STOCK | Aluminium | Armoured | BLACK | Class 2 (Stranded) | PVC | PVC / XLPE | 35 |  | 650/1100V | 3.5 CORE | OEM | PVC | 35 SQMM X 3.5 CORE Armoured Aluminium CABLE | https://drive.google.com/file/d/1WSnCYq_o_5euP3Lc5UHucgG9bMvzto7G/view?usp=sharing
2635 | HDC | Aluminium Armoured Cable - Extended Cross Section (PVC/XLPE, IS 7098 Pt-1 1988) | Aluminium Armoured Cable Extended |  |  | Per Meter | Finnolex | 674.4 | 40 % | 1124 | IN STOCK | Aluminium | Armoured | BLACK | Class 2 (Stranded) | PVC | PVC / XLPE | 50 |  | 650/1100V | 3.5 CORE | OEM | PVC | 50 SQMM X 3.5 CORE Armoured Aluminium CABLE | https://drive.google.com/file/d/1WSnCYq_o_5euP3Lc5UHucgG9bMvzto7G/view?usp=sharing
2636 | HDC | Aluminium Armoured Cable - Extended Cross Section (PVC/XLPE, IS 7098 Pt-1 1988) | Aluminium Armoured Cable Extended |  |  | Per Meter | Finnolex | 919.2 | 40 % | 1532 | IN STOCK | Aluminium | Armoured | BLACK | Class 2 (Stranded) | PVC | PVC / XLPE | 70 |  | 650/1100V | 3.5 CORE | OEM | PVC | 70 SQMM X 3.5 CORE Armoured Aluminium CABLE | https://drive.google.com/file/d/1WSnCYq_o_5euP3Lc5UHucgG9bMvzto7G/view?usp=sharing
2637 | HDC | Aluminium Armoured Cable - Extended Cross Section (PVC/XLPE, IS 7098 Pt-1 1988) | Aluminium Armoured Cable Extended |  |  | Per Meter | Finnolex | 1164.6 | 40 % | 1941 | IN STOCK | Aluminium | Armoured | BLACK | Class 2 (Stranded) | PVC | PVC / XLPE | 95 |  | 650/1100V | 3.5 CORE | OEM | PVC | 95 SQMM X 3.5 CORE Armoured Aluminium CABLE | https://drive.google.com/file/d/1WSnCYq_o_5euP3Lc5UHucgG9bMvzto7G/view?usp=sharing
2638 | HDC | Aluminium Armoured Cable - Extended Cross Section (PVC/XLPE, IS 7098 Pt-1 1988) | Aluminium Armoured Cable Extended |  |  | Per Meter | Finnolex | 1459.8 | 40 % | 2433 | IN STOCK | Aluminium | Armoured | BLACK | Class 2 (Stranded) | PVC | PVC / XLPE | 120 |  | 650/1100V | 3.5 CORE | OEM | PVC | 120 SQMM X 3.5 CORE Armoured Aluminium CABLE | https://drive.google.com/file/d/1WSnCYq_o_5euP3Lc5UHucgG9bMvzto7G/view?usp=sharing
2639 | HDC | Aluminium Armoured Cable - Extended Cross Section (PVC/XLPE, IS 7098 Pt-1 1988) | Aluminium Armoured Cable Extended |  |  | Per Meter | Finnolex | 1702.2 | 40 % | 2837 | IN STOCK | Aluminium | Armoured | BLACK | Class 2 (Stranded) | PVC | PVC / XLPE | 150 |  | 650/1100V | 3.5 CORE | OEM | PVC | 150 SQMM X 3.5 CORE Armoured Aluminium CABLE | https://drive.google.com/file/d/1WSnCYq_o_5euP3Lc5UHucgG9bMvzto7G/view?usp=sharing
2640 | HDC | Aluminium Armoured Cable - Extended Cross Section (PVC/XLPE, IS 7098 Pt-1 1988) | Aluminium Armoured Cable Extended |  |  | Per Meter | Finnolex | 2153.4 | 40 % | 3589 | IN STOCK | Aluminium | Armoured | BLACK | Class 2 (Stranded) | PVC | PVC / XLPE | 185 |  | 650/1100V | 3.5 CORE | OEM | PVC | 185 SQMM X 3.5 CORE Armoured Aluminium CABLE | https://drive.google.com/file/d/1WSnCYq_o_5euP3Lc5UHucgG9bMvzto7G/view?usp=sharing
2641 | HDC | Aluminium Armoured Cable - Extended Cross Section (PVC/XLPE, IS 7098 Pt-1 1988) | Aluminium Armoured Cable Extended |  |  | Per Meter | Finnolex | 2745 | 40 % | 4575 | IN STOCK | Aluminium | Armoured | BLACK | Class 2 (Stranded) | PVC | PVC / XLPE | 240 |  | 650/1100V | 3.5 CORE | OEM | PVC | 240 SQMM X 3.5 CORE Armoured Aluminium CABLE | https://drive.google.com/file/d/1WSnCYq_o_5euP3Lc5UHucgG9bMvzto7G/view?usp=sharing
2642 | HDC | Aluminium Armoured Cable - Extended Cross Section (PVC/XLPE, IS 7098 Pt-1 1988) | Aluminium Armoured Cable Extended |  |  | Per Meter | Finnolex | 3404.4 | 40 % | 5674 | IN STOCK | Aluminium | Armoured | BLACK | Class 2 (Stranded) | PVC | PVC / XLPE | 300 |  | 650/1100V | 3.5 CORE | OEM | PVC | 300 SQMM X 3.5 CORE Armoured Aluminium CABLE | https://drive.google.com/file/d/1WSnCYq_o_5euP3Lc5UHucgG9bMvzto7G/view?usp=sharing
2643 | HDC | Aluminium Armoured Cable - Extended Cross Section (PVC/XLPE, IS 7098 Pt-1 1988) | Aluminium Armoured Cable Extended |  |  | Per Meter | Finnolex | 4320 | 40 % | 7200 | IN STOCK | Aluminium | Armoured | BLACK | Class 2 (Stranded) | PVC | PVC / XLPE | 400 |  | 650/1100V | 3.5 CORE | OEM | PVC | 400 SQMM X 3.5 CORE Armoured Aluminium CABLE | https://drive.google.com/file/d/1WSnCYq_o_5euP3Lc5UHucgG9bMvzto7G/view?usp=sharing
2644 | HDC | Aluminium Armoured Cable - Extended Cross Section (PVC/XLPE, IS 7098 Pt-1 1988) | Aluminium Armoured Cable Extended |  |  | Per Meter | Finnolex | 6153 | 40 % | 10255 | IN STOCK | Aluminium | Armoured | BLACK | Class 2 (Stranded) | PVC | PVC / XLPE | 500 |  | 650/1100V | 3.5 CORE | OEM | PVC | 500 SQMM X 3.5 CORE Armoured Aluminium CABLE | https://drive.google.com/file/d/1WSnCYq_o_5euP3Lc5UHucgG9bMvzto7G/view?usp=sharing
2645 | HDC | Aluminium Armoured Cable - Extended Cross Section (PVC/XLPE, IS 7098 Pt-1 1988) | Aluminium Armoured Cable Extended |  |  | Per Meter | Finnolex | 7539 | 40 % | 12565 | IN STOCK | Aluminium | Armoured | BLACK | Class 2 (Stranded) | PVC | PVC / XLPE | 630 |  | 650/1100V | 3.5 CORE | OEM | PVC | 630 SQMM X 3.5 CORE Armoured Aluminium CABLE | https://drive.google.com/file/d/1WSnCYq_o_5euP3Lc5UHucgG9bMvzto7G/view?usp=sharing
2646 | HDC | Aluminium Armoured Cable - A2XWY / A2XFY (IS 7098 Pt-1 1988) | Aluminium Armoured Cable |  |  | Per Meter | Finnolex | 159.6 | 40 % | 266 | IN STOCK | Aluminium | Armoured | BLACK | Class 2 (Stranded) | PVC | PVC / XLPE | 2.5 |  | 650/1100V | 4 CORE | OEM | PVC | 2.5 SQMM X 4 CORE Armoured Aluminium CABLE | https://drive.google.com/file/d/1Chogrxjlm5gRMFi0Yml0oIsp5gcjraQd/view?usp=sharing
2647 | HDC | Aluminium Armoured Cable - A2XWY / A2XFY (IS 7098 Pt-1 1988) | Aluminium Armoured Cable |  |  | Per Meter | Finnolex | 189 | 40 % | 315 | IN STOCK | Aluminium | Armoured | BLACK | Class 2 (Stranded) | PVC | PVC / XLPE | 4 |  | 650/1100V | 4 CORE | OEM | PVC | 4 SQMM X 4 CORE Armoured Aluminium CABLE | https://drive.google.com/file/d/1Chogrxjlm5gRMFi0Yml0oIsp5gcjraQd/view?usp=sharing
2648 | HDC | Aluminium Armoured Cable - A2XWY / A2XFY (IS 7098 Pt-1 1988) | Aluminium Armoured Cable |  |  | Per Meter | Finnolex | 237 | 40 % | 395 | IN STOCK | Aluminium | Armoured | BLACK | Class 2 (Stranded) | PVC | PVC / XLPE | 6 |  | 650/1100V | 4 CORE | OEM | PVC | 6 SQMM X 4 CORE Armoured Aluminium CABLE | https://drive.google.com/file/d/1Chogrxjlm5gRMFi0Yml0oIsp5gcjraQd/view?usp=sharing
2649 | HDC | Aluminium Armoured Cable - A2XWY / A2XFY (IS 7098 Pt-1 1988) | Aluminium Armoured Cable |  |  | Per Meter | Finnolex | 327.6 | 40 % | 546 | IN STOCK | Aluminium | Armoured | BLACK | Class 2 (Stranded) | PVC | PVC / XLPE | 10 |  | 650/1100V | 4 CORE | OEM | PVC | 10 SQMM X 4 CORE Armoured Aluminium CABLE | https://drive.google.com/file/d/1Chogrxjlm5gRMFi0Yml0oIsp5gcjraQd/view?usp=sharing
2650 | HDC | Aluminium Armoured Cable - A2XWY / A2XFY (IS 7098 Pt-1 1988) | Aluminium Armoured Cable |  |  | Per Meter | Finnolex | 355.2 | 40 % | 592 | IN STOCK | Aluminium | Armoured | BLACK | Class 2 (Stranded) | PVC | PVC / XLPE | 16 |  | 650/1100V | 4 CORE | OEM | PVC | 16 SQMM X 4 CORE Armoured Aluminium CABLE | https://drive.google.com/file/d/1Chogrxjlm5gRMFi0Yml0oIsp5gcjraQd/view?usp=sharing
2651 | HDC | Aluminium Armoured Cable - Extended Cross Section (PVC/XLPE, IS 7098 Pt-1 1988) | Aluminium Armoured Cable Extended |  |  | Per Meter | Finnolex | 391.8 | 40 % | 653 | IN STOCK | Aluminium | Armoured | BLACK | Class 2 (Stranded) | PVC | PVC / XLPE | 25 |  | 650/1100V | 4 CORE | OEM | PVC | 25 SQMM X 4 CORE Armoured Aluminium CABLE | https://drive.google.com/file/d/1Chogrxjlm5gRMFi0Yml0oIsp5gcjraQd/view?usp=sharing
2652 | HDC | Aluminium Armoured Cable - Extended Cross Section (PVC/XLPE, IS 7098 Pt-1 1988) | Aluminium Armoured Cable Extended |  |  | Per Meter | Finnolex | 505.8 | 40 % | 843 | IN STOCK | Aluminium | Armoured | BLACK | Class 2 (Stranded) | PVC | PVC / XLPE | 35 |  | 650/1100V | 4 CORE | OEM | PVC | 35 SQMM X 4 CORE Armoured Aluminium CABLE | https://drive.google.com/file/d/1Chogrxjlm5gRMFi0Yml0oIsp5gcjraQd/view?usp=sharing
2653 | HDC | Aluminium Armoured Cable - Extended Cross Section (PVC/XLPE, IS 7098 Pt-1 1988) | Aluminium Armoured Cable Extended |  |  | Per Meter | Finnolex | 759.6 | 40 % | 1266 | IN STOCK | Aluminium | Armoured | BLACK | Class 2 (Stranded) | PVC | PVC / XLPE | 50 |  | 650/1100V | 4 CORE | OEM | PVC | 50 SQMM X 4 CORE Armoured Aluminium CABLE | https://drive.google.com/file/d/1Chogrxjlm5gRMFi0Yml0oIsp5gcjraQd/view?usp=sharing
2654 | HDC | Aluminium Armoured Cable - Extended Cross Section (PVC/XLPE, IS 7098 Pt-1 1988) | Aluminium Armoured Cable Extended |  |  | Per Meter | Finnolex | 1030.2 | 40 % | 1717 | IN STOCK | Aluminium | Armoured | BLACK | Class 2 (Stranded) | PVC | PVC / XLPE | 70 |  | 650/1100V | 4 CORE | OEM | PVC | 70 SQMM X 4 CORE Armoured Aluminium CABLE | https://drive.google.com/file/d/1Chogrxjlm5gRMFi0Yml0oIsp5gcjraQd/view?usp=sharing
2655 | HDC | Aluminium Armoured Cable - Extended Cross Section (PVC/XLPE, IS 7098 Pt-1 1988) | Aluminium Armoured Cable Extended |  |  | Per Meter | Finnolex | 1358.4 | 40 % | 2264 | IN STOCK | Aluminium | Armoured | BLACK | Class 2 (Stranded) | PVC | PVC / XLPE | 95 |  | 650/1100V | 4 CORE | OEM | PVC | 95 SQMM X 4 CORE Armoured Aluminium CABLE | https://drive.google.com/file/d/1Chogrxjlm5gRMFi0Yml0oIsp5gcjraQd/view?usp=sharing
2656 | HDC | Aluminium Armoured Cable - Extended Cross Section (PVC/XLPE, IS 7098 Pt-1 1988) | Aluminium Armoured Cable Extended |  |  | Per Meter | Finnolex | 1662.6 | 40 % | 2771 | IN STOCK | Aluminium | Armoured | BLACK | Class 2 (Stranded) | PVC | PVC / XLPE | 120 |  | 650/1100V | 4 CORE | OEM | PVC | 120 SQMM X 4 CORE Armoured Aluminium CABLE | https://drive.google.com/file/d/1Chogrxjlm5gRMFi0Yml0oIsp5gcjraQd/view?usp=sharing
2657 | HDC | Aluminium Armoured Cable - Extended Cross Section (PVC/XLPE, IS 7098 Pt-1 1988) | Aluminium Armoured Cable Extended |  |  | Per Meter | Finnolex | 2008.8 | 40 % | 3348 | IN STOCK | Aluminium | Armoured | BLACK | Class 2 (Stranded) | PVC | PVC / XLPE | 150 |  | 650/1100V | 4 CORE | OEM | PVC | 150 SQMM X 4 CORE Armoured Aluminium CABLE | https://drive.google.com/file/d/1Chogrxjlm5gRMFi0Yml0oIsp5gcjraQd/view?usp=sharing
2658 | HDC | Aluminium Armoured Cable - Extended Cross Section (PVC/XLPE, IS 7098 Pt-1 1988) | Aluminium Armoured Cable Extended |  |  | Per Meter | Finnolex | 2530.2 | 40 % | 4217 | IN STOCK | Aluminium | Armoured | BLACK | Class 2 (Stranded) | PVC | PVC / XLPE | 185 |  | 650/1100V | 4 CORE | OEM | PVC | 185 SQMM X 4 CORE Armoured Aluminium CABLE | https://drive.google.com/file/d/1Chogrxjlm5gRMFi0Yml0oIsp5gcjraQd/view?usp=sharing
2659 | HDC | Aluminium Armoured Cable - Extended Cross Section (PVC/XLPE, IS 7098 Pt-1 1988) | Aluminium Armoured Cable Extended |  |  | Per Meter | Finnolex | 3272.4 | 40 % | 5454 | IN STOCK | Aluminium | Armoured | BLACK | Class 2 (Stranded) | PVC | PVC / XLPE | 240 |  | 650/1100V | 4 CORE | OEM | PVC | 240 SQMM X 4 CORE Armoured Aluminium CABLE | https://drive.google.com/file/d/1Chogrxjlm5gRMFi0Yml0oIsp5gcjraQd/view?usp=sharing
2660 | HDC | Aluminium Armoured Cable - Extended Cross Section (PVC/XLPE, IS 7098 Pt-1 1988) | Aluminium Armoured Cable Extended |  |  | Per Meter | Finnolex | 4044.6 | 40 % | 6741 | IN STOCK | Aluminium | Armoured | BLACK | Class 2 (Stranded) | PVC | PVC / XLPE | 300 |  | 650/1100V | 4 CORE | OEM | PVC | 300 SQMM X 4 CORE Armoured Aluminium CABLE | https://drive.google.com/file/d/1Chogrxjlm5gRMFi0Yml0oIsp5gcjraQd/view?usp=sharing
2661 | HDC | Aluminium Armoured Cable - Extended Cross Section (PVC/XLPE, IS 7098 Pt-1 1988) | Aluminium Armoured Cable Extended |  |  | Per Meter | Finnolex | 5200.2 | 40 % | 8667 | IN STOCK | Aluminium | Armoured | BLACK | Class 2 (Stranded) | PVC | PVC / XLPE | 400 |  | 650/1100V | 4 CORE | OEM | PVC | 400 SQMM X 4 CORE Armoured Aluminium CABLE | https://drive.google.com/file/d/1Chogrxjlm5gRMFi0Yml0oIsp5gcjraQd/view?usp=sharing
2662 | HDC | Aluminium Armoured Cable - Extended Cross Section (PVC/XLPE, IS 7098 Pt-1 1988) | Aluminium Armoured Cable Extended |  |  | Per Meter | Finnolex | 6900 | 40 % | 11500 | IN STOCK | Aluminium | Armoured | BLACK | Class 2 (Stranded) | PVC | PVC / XLPE | 500 |  | 650/1100V | 4 CORE | OEM | PVC | 500 SQMM X 4 CORE Armoured Aluminium CABLE | https://drive.google.com/file/d/1Chogrxjlm5gRMFi0Yml0oIsp5gcjraQd/view?usp=sharing
2663 | HDC | Aluminium Armoured Cable - Extended Cross Section (PVC/XLPE, IS 7098 Pt-1 1988) | Aluminium Armoured Cable Extended |  |  | Per Meter | Finnolex | 9057.6 | 40 % | 15096 | IN STOCK | Aluminium | Armoured | BLACK | Class 2 (Stranded) | PVC | PVC / XLPE | 630 |  | 650/1100V | 4 CORE | OEM | PVC | 630 SQMM X 4 CORE Armoured Aluminium CABLE | https://drive.google.com/file/d/1Chogrxjlm5gRMFi0Yml0oIsp5gcjraQd/view?usp=sharing
2664 | HDC | Aluminium Armoured Cable - Extended Cross Section (PVC/XLPE, IS 7098 Pt-1 1988) | Aluminium Armoured Cable Extended |  |  | Per Meter | Finnolex | 421.2 | 40 % | 702 | IN STOCK | Aluminium | Armoured | BLACK | Class 2 (Stranded) | PVC | PVC / XLPE | 25 |  | 650/1100V | 5 CORE | OEM | PVC | 25 SQMM X 5 CORE Armoured Aluminium CABLE | https://drive.google.com/file/d/16iLbkdRhc1lX-BcZFrUanCbqmS04Ov6l/view?usp=sharing
2665 | HDC | Aluminium Armoured Cable - Extended Cross Section (PVC/XLPE, IS 7098 Pt-1 1988) | Aluminium Armoured Cable Extended |  |  | Per Meter | Finnolex | 576 | 40 % | 960 | IN STOCK | Aluminium | Armoured | BLACK | Class 2 (Stranded) | PVC | PVC / XLPE | 35 |  | 650/1100V | 5 CORE | OEM | PVC | 35 SQMM X 5 CORE Armoured Aluminium CABLE | https://drive.google.com/file/d/16iLbkdRhc1lX-BcZFrUanCbqmS04Ov6l/view?usp=sharing
2666 | HDC | Aluminium Armoured Cable - Extended Cross Section (PVC/XLPE, IS 7098 Pt-1 1988) | Aluminium Armoured Cable Extended |  |  | Per Meter | Finnolex | 0 | 40 % |  | IN STOCK | Aluminium | Armoured | BLACK | Class 2 (Stranded) | PVC | PVC / XLPE | 50 |  | 650/1100V | 5 CORE | OEM | PVC | 50 SQMM X 5 CORE Armoured Aluminium CABLE | https://drive.google.com/file/d/16iLbkdRhc1lX-BcZFrUanCbqmS04Ov6l/view?usp=sharing
2667 | HDC | Aluminium Armoured Cable - Extended Cross Section (PVC/XLPE, IS 7098 Pt-1 1988) | Aluminium Armoured Cable Extended |  |  | Per Meter | Finnolex | 0 | 40 % |  | IN STOCK | Aluminium | Armoured | BLACK | Class 2 (Stranded) | PVC | PVC / XLPE | 70 |  | 650/1100V | 5 CORE | OEM | PVC | 70 SQMM X 5 CORE Armoured Aluminium CABLE | https://drive.google.com/file/d/16iLbkdRhc1lX-BcZFrUanCbqmS04Ov6l/view?usp=sharing
2668 | HDC | Aluminium Armoured Cable - Extended Cross Section (PVC/XLPE, IS 7098 Pt-1 1988) | Aluminium Armoured Cable Extended |  |  | Per Meter | Finnolex | 0 | 40 % |  | IN STOCK | Aluminium | Armoured | BLACK | Class 2 (Stranded) | PVC | PVC / XLPE | 95 |  | 650/1100V | 5 CORE | OEM | PVC | 95 SQMM X 5 CORE Armoured Aluminium CABLE | https://drive.google.com/file/d/16iLbkdRhc1lX-BcZFrUanCbqmS04Ov6l/view?usp=sharing
2669 | HDC | Aluminium Armoured Cable - Extended Cross Section (PVC/XLPE, IS 7098 Pt-1 1988) | Aluminium Armoured Cable Extended |  |  | Per Meter | Finnolex | 0 | 40 % |  | IN STOCK | Aluminium | Armoured | BLACK | Class 2 (Stranded) | PVC | PVC / XLPE | 120 |  | 650/1100V | 5 CORE | OEM | PVC | 120 SQMM X 5 CORE Armoured Aluminium CABLE | https://drive.google.com/file/d/16iLbkdRhc1lX-BcZFrUanCbqmS04Ov6l/view?usp=sharing
2670 | HDC | Aluminium Armoured Cable - Extended Cross Section (PVC/XLPE, IS 7098 Pt-1 1988) | Aluminium Armoured Cable Extended |  |  | Per Meter | Finnolex | 0 | 40 % |  | IN STOCK | Aluminium | Armoured | BLACK | Class 2 (Stranded) | PVC | PVC / XLPE | 150 |  | 650/1100V | 5 CORE | OEM | PVC | 150 SQMM X 5 CORE Armoured Aluminium CABLE | https://drive.google.com/file/d/16iLbkdRhc1lX-BcZFrUanCbqmS04Ov6l/view?usp=sharing
2671 | HDC | Aluminium Armoured Cable - Extended Cross Section (PVC/XLPE, IS 7098 Pt-1 1988) | Aluminium Armoured Cable Extended |  |  | Per Meter | Finnolex | 0 | 40 % |  | IN STOCK | Aluminium | Armoured | BLACK | Class 2 (Stranded) | PVC | PVC / XLPE | 185 |  | 650/1100V | 5 CORE | OEM | PVC | 185 SQMM X 5 CORE Armoured Aluminium CABLE | https://drive.google.com/file/d/16iLbkdRhc1lX-BcZFrUanCbqmS04Ov6l/view?usp=sharing
2672 | HDC | Aluminium Armoured Cable - Extended Cross Section (PVC/XLPE, IS 7098 Pt-1 1988) | Aluminium Armoured Cable Extended |  |  | Per Meter | Finnolex | 0 | 40 % |  | IN STOCK | Aluminium | Armoured | BLACK | Class 2 (Stranded) | PVC | PVC / XLPE | 240 |  | 650/1100V | 5 CORE | OEM | PVC | 240 SQMM X 5 CORE Armoured Aluminium CABLE | https://drive.google.com/file/d/16iLbkdRhc1lX-BcZFrUanCbqmS04Ov6l/view?usp=sharing
2673 | HDC | Aluminium Armoured Cable - Extended Cross Section (PVC/XLPE, IS 7098 Pt-1 1988) | Aluminium Armoured Cable Extended |  |  | Per Meter | Finnolex | 0 | 40 % |  | IN STOCK | Aluminium | Armoured | BLACK | Class 2 (Stranded) | PVC | PVC / XLPE | 300 |  | 650/1100V | 5 CORE | OEM | PVC | 300 SQMM X 5 CORE Armoured Aluminium CABLE | https://drive.google.com/file/d/16iLbkdRhc1lX-BcZFrUanCbqmS04Ov6l/view?usp=sharing
2674 | HDC | Aluminium Armoured Cable - Extended Cross Section (PVC/XLPE, IS 7098 Pt-1 1988) | Aluminium Armoured Cable Extended |  |  | Per Meter | Finnolex | 0 | 40 % |  | IN STOCK | Aluminium | Armoured | BLACK | Class 2 (Stranded) | PVC | PVC / XLPE | 400 |  | 650/1100V | 5 CORE | OEM | PVC | 400 SQMM X 5 CORE Armoured Aluminium CABLE | https://drive.google.com/file/d/16iLbkdRhc1lX-BcZFrUanCbqmS04Ov6l/view?usp=sharing
2675 | HDC | Aluminium Armoured Cable - Extended Cross Section (PVC/XLPE, IS 7098 Pt-1 1988) | Aluminium Armoured Cable Extended |  |  | Per Meter | Finnolex | 0 | 40 % |  | IN STOCK | Aluminium | Armoured | BLACK | Class 2 (Stranded) | PVC | PVC / XLPE | 500 |  | 650/1100V | 5 CORE | OEM | PVC | 500 SQMM X 5 CORE Armoured Aluminium CABLE | https://drive.google.com/file/d/16iLbkdRhc1lX-BcZFrUanCbqmS04Ov6l/view?usp=sharing
2676 | HDC | Aluminium Armoured Cable - Extended Cross Section (PVC/XLPE, IS 7098 Pt-1 1988) | Aluminium Armoured Cable Extended |  |  | Per Meter | Finnolex | 0 | 40 % |  | IN STOCK | Aluminium | Armoured | BLACK | Class 2 (Stranded) | PVC | PVC / XLPE | 630 |  | 650/1100V | 5 CORE | OEM | PVC | 630 SQMM X 5 CORE Armoured Aluminium CABLE | https://drive.google.com/file/d/16iLbkdRhc1lX-BcZFrUanCbqmS04Ov6l/view?usp=sharing
2677 | HDC | Copper Armoured Cable - 2XWY / 2XFY (IS 7098 Pt-1 1988) | Copper Armoured Cable |  |  | Per Meter | Finnolex | 618 | 40 % | 1030 | IN STOCK | Copper | Armoured | BLACK | Class 2 (Stranded) | PVC | PVC | 1.5 |  | 650/1100V | 10 CORE | OEM | PVC | 1.5 SQMM X 10 CORE Armoured Copper CABLE | https://drive.google.com/file/d/1kjQbDCOSYtHxXGq-FVkfyNb3gp-rqV5v/view?usp=sharing
2678 | HDC | Copper Armoured Cable - 2XWY / 2XFY (IS 7098 Pt-1 1988) | Copper Armoured Cable |  |  | Per Meter | Finnolex | 949.2 | 40 % | 1582 | IN STOCK | Copper | Armoured | BLACK | Class 2 (Stranded) | PVC | PVC | 2.5 |  | 650/1100V | 10 CORE | OEM | PVC | 2.5 SQMM X 10 CORE Armoured Copper CABLE | https://drive.google.com/file/d/1kjQbDCOSYtHxXGq-FVkfyNb3gp-rqV5v/view?usp=sharing
2679 | HDC | Copper Armoured Cable - 2XWY / 2XFY (IS 7098 Pt-1 1988) | Copper Armoured Cable |  |  | Per Meter | Finnolex | 694.8 | 40 % | 1158 | IN STOCK | Copper | Armoured | BLACK | Class 2 (Stranded) | PVC | PVC | 1.5 |  | 650/1100V | 12 CORE | OEM | PVC | 1.5 SQMM X 12 CORE Armoured Copper CABLE | https://drive.google.com/file/d/1kjQbDCOSYtHxXGq-FVkfyNb3gp-rqV5v/view?usp=sharing
2680 | HDC | Copper Armoured Cable - 2XWY / 2XFY (IS 7098 Pt-1 1988) | Copper Armoured Cable |  |  | Per Meter | Finnolex | 1123.8 | 40 % | 1873 | IN STOCK | Copper | Armoured | BLACK | Class 2 (Stranded) | PVC | PVC | 2.5 |  | 650/1100V | 12 CORE | OEM | PVC | 2.5 SQMM X 12 CORE Armoured Copper CABLE | https://drive.google.com/file/d/1kjQbDCOSYtHxXGq-FVkfyNb3gp-rqV5v/view?usp=sharing
2681 | HDC | Copper Armoured Cable - 2XWY / 2XFY (IS 7098 Pt-1 1988) | Copper Armoured Cable |  |  | Per Meter | Finnolex | 797.4 | 40 % | 1329 | IN STOCK | Copper | Armoured | BLACK | Class 2 (Stranded) | PVC | PVC | 1.5 |  | 650/1100V | 14 CORE | OEM | PVC | 1.5 SQMM X 14 CORE Armoured Copper CABLE | https://drive.google.com/file/d/1kjQbDCOSYtHxXGq-FVkfyNb3gp-rqV5v/view?usp=sharing
2682 | HDC | Copper Armoured Cable - 2XWY / 2XFY (IS 7098 Pt-1 1988) | Copper Armoured Cable |  |  | Per Meter | Finnolex | 1317.6 | 40 % | 2196 | IN STOCK | Copper | Armoured | BLACK | Class 2 (Stranded) | PVC | PVC | 2.5 |  | 650/1100V | 14 CORE | OEM | PVC | 2.5 SQMM X 14 CORE Armoured Copper CABLE | https://drive.google.com/file/d/1kjQbDCOSYtHxXGq-FVkfyNb3gp-rqV5v/view?usp=sharing
2683 | HDC | Copper Armoured Cable - 2XWY / 2XFY (IS 7098 Pt-1 1988) | Copper Armoured Cable |  |  | Per Meter | Finnolex | 912 | 40 % | 1520 | IN STOCK | Copper | Armoured | BLACK | Class 2 (Stranded) | PVC | PVC | 1.5 |  | 650/1100V | 16 CORE | OEM | PVC | 1.5 SQMM X 16 CORE Armoured Copper CABLE | https://drive.google.com/file/d/1kjQbDCOSYtHxXGq-FVkfyNb3gp-rqV5v/view?usp=sharing
2684 | HDC | Copper Armoured Cable - 2XWY / 2XFY (IS 7098 Pt-1 1988) | Copper Armoured Cable |  |  | Per Meter | Finnolex | 1489.2 | 40 % | 2482 | IN STOCK | Copper | Armoured | BLACK | Class 2 (Stranded) | PVC | PVC | 2.5 |  | 650/1100V | 16 CORE | OEM | PVC | 2.5 SQMM X 16 CORE Armoured Copper CABLE | https://drive.google.com/file/d/1kjQbDCOSYtHxXGq-FVkfyNb3gp-rqV5v/view?usp=sharing
2685 | HDC | Copper Armoured Cable - 2XWY / 2XFY (IS 7098 Pt-1 1988) | Copper Armoured Cable |  |  | Per Meter | Finnolex | 1081.2 | 40 % | 1802 | IN STOCK | Copper | Armoured | BLACK | Class 2 (Stranded) | PVC | PVC | 1.5 |  | 650/1100V | 19 CORE | OEM | PVC | 1.5 SQMM X 19 CORE Armoured Copper CABLE | https://drive.google.com/file/d/1yFise4_xddA0uVANHPKOYkDhS7S14PT3/view?usp=sharing
2686 | HDC | Copper Armoured Cable - 2XWY / 2XFY (IS 7098 Pt-1 1988) | Copper Armoured Cable |  |  | Per Meter | Finnolex | 1749.6 | 40 % | 2916 | IN STOCK | Copper | Armoured | BLACK | Class 2 (Stranded) | PVC | PVC | 2.5 |  | 650/1100V | 19 CORE | OEM | PVC | 2.5 SQMM X 19 CORE Armoured Copper CABLE | https://drive.google.com/file/d/1yFise4_xddA0uVANHPKOYkDhS7S14PT3/view?usp=sharing
2687 | HDC | Copper Armoured Cable - 2XWY / 2XFY (IS 7098 Pt-1 1988) | Copper Armoured Cable |  |  | Per Meter | Finnolex | 329.4 | 40 % | 549 | IN STOCK | Copper | Armoured | BLACK | Class 2 (Stranded) | PVC | PVC | 4 |  | 650/1100V | 2 CORE | OEM | PVC | 4 SQMM X 2 CORE Armoured Copper CABLE | https://drive.google.com/file/d/1jmNzuxo9ZDRR2qoVlS2JaSJ-YMI-w5So/view?usp=sharing
2688 | HDC | Copper Armoured Cable - 2XWY / 2XFY (IS 7098 Pt-1 1988) | Copper Armoured Cable |  |  | Per Meter | Finnolex | 468.6 | 40 % | 781 | IN STOCK | Copper | Armoured | BLACK | Class 2 (Stranded) | PVC | PVC | 6 |  | 650/1100V | 2 CORE | OEM | PVC | 6 SQMM X 2 CORE Armoured Copper CABLE | https://drive.google.com/file/d/1jmNzuxo9ZDRR2qoVlS2JaSJ-YMI-w5So/view?usp=sharing
2689 | HDC | Copper Armoured Cable - 2XWY / 2XFY (IS 7098 Pt-1 1988) | Copper Armoured Cable |  |  | Per Meter | Finnolex | 759.6 | 40 % | 1266 | IN STOCK | Copper | Armoured | BLACK | Class 2 (Stranded) | PVC | PVC | 10 |  | 650/1100V | 2 CORE | OEM | PVC | 10 SQMM X 2 CORE Armoured Copper CABLE | https://drive.google.com/file/d/1jmNzuxo9ZDRR2qoVlS2JaSJ-YMI-w5So/view?usp=sharing
2690 | HDC | Copper Armoured Cable - 2XWY / 2XFY (IS 7098 Pt-1 1988) | Copper Armoured Cable |  |  | Per Meter | Finnolex | 1074.6 | 40 % | 1791 | IN STOCK | Copper | Armoured | BLACK | Class 2 (Stranded) | PVC | PVC | 16 |  | 650/1100V | 2 CORE | OEM | PVC | 16 SQMM X 2 CORE Armoured Copper CABLE | https://drive.google.com/file/d/1jmNzuxo9ZDRR2qoVlS2JaSJ-YMI-w5So/view?usp=sharing
2691 | HDC | Copper Armoured Cable - 2XWY / 2XFY (IS 7098 Pt-1 1988) | Copper Armoured Cable |  |  | Per Meter | Finnolex | 1016.4 | 40 % | 1694 | IN STOCK | Copper | Armoured | BLACK | Class 2 (Stranded) | PVC | PVC | 25 |  | 650/1100V | 2 CORE | OEM | PVC | 25 SQMM X 2 CORE Armoured Copper CABLE | https://drive.google.com/file/d/1jmNzuxo9ZDRR2qoVlS2JaSJ-YMI-w5So/view?usp=sharing
2692 | HDC | Copper Armoured Cable - 2XWY / 2XFY (IS 7098 Pt-1 1988) | Copper Armoured Cable |  |  | Per Meter | Finnolex | 1387.8 | 40 % | 2313 | IN STOCK | Copper | Armoured | BLACK | Class 2 (Stranded) | PVC | PVC | 35 |  | 650/1100V | 2 CORE | OEM | PVC | 35 SQMM X 2 CORE Armoured Copper CABLE | https://drive.google.com/file/d/1jmNzuxo9ZDRR2qoVlS2JaSJ-YMI-w5So/view?usp=sharing
2693 | HDC | Copper Armoured Cable - 2XWY / 2XFY (IS 7098 Pt-1 1988) | Copper Armoured Cable |  |  | Per Meter | Finnolex | 1944 | 40 % | 3240 | IN STOCK | Copper | Armoured | BLACK | Class 2 (Stranded) | PVC | PVC | 50 |  | 650/1100V | 2 CORE | OEM | PVC | 50 SQMM X 2 CORE Armoured Copper CABLE | https://drive.google.com/file/d/1jmNzuxo9ZDRR2qoVlS2JaSJ-YMI-w5So/view?usp=sharing
2694 | HDC | Copper Armoured Cable - 2XWY / 2XFY (IS 7098 Pt-1 1988) | Copper Armoured Cable |  |  | Per Meter | Finnolex | 2678.4 | 40 % | 4464 | IN STOCK | Copper | Armoured | BLACK | Class 2 (Stranded) | PVC | PVC | 70 |  | 650/1100V | 2 CORE | OEM | PVC | 70 SQMM X 2 CORE Armoured Copper CABLE | https://drive.google.com/file/d/1jmNzuxo9ZDRR2qoVlS2JaSJ-YMI-w5So/view?usp=sharing
2695 | HDC | Copper Armoured Cable - 2XWY / 2XFY (IS 7098 Pt-1 1988) | Copper Armoured Cable |  |  | Per Meter | Finnolex | 3656.4 | 40 % | 6094 | IN STOCK | Copper | Armoured | BLACK | Class 2 (Stranded) | PVC | PVC | 95 |  | 650/1100V | 2 CORE | OEM | PVC | 95 SQMM X 2 CORE Armoured Copper CABLE | https://drive.google.com/file/d/1jmNzuxo9ZDRR2qoVlS2JaSJ-YMI-w5So/view?usp=sharing
2696 | HDC | Copper Armoured Cable - 2XWY / 2XFY (IS 7098 Pt-1 1988) | Copper Armoured Cable |  |  | Per Meter | Finnolex | 4583.4 | 40 % | 7639 | IN STOCK | Copper | Armoured | BLACK | Class 2 (Stranded) | PVC | PVC | 120 |  | 650/1100V | 2 CORE | OEM | PVC | 120 SQMM X 2 CORE Armoured Copper CABLE | https://drive.google.com/file/d/1jmNzuxo9ZDRR2qoVlS2JaSJ-YMI-w5So/view?usp=sharing
2697 | HDC | Copper Armoured Cable - 2XWY / 2XFY (IS 7098 Pt-1 1988) | Copper Armoured Cable |  |  | Per Meter | Finnolex | 5695.2 | 40 % | 9492 | IN STOCK | Copper | Armoured | BLACK | Class 2 (Stranded) | PVC | PVC | 150 |  | 650/1100V | 2 CORE | OEM | PVC | 150 SQMM X 2 CORE Armoured Copper CABLE | https://drive.google.com/file/d/1jmNzuxo9ZDRR2qoVlS2JaSJ-YMI-w5So/view?usp=sharing
2698 | HDC | Copper Armoured Cable - 2XWY / 2XFY (IS 7098 Pt-1 1988) | Copper Armoured Cable |  |  | Per Meter | Finnolex | 7004.4 | 40 % | 11674 | IN STOCK | Copper | Armoured | BLACK | Class 2 (Stranded) | PVC | PVC | 185 |  | 650/1100V | 2 CORE | OEM | PVC | 185 SQMM X 2 CORE Armoured Copper CABLE | https://drive.google.com/file/d/1jmNzuxo9ZDRR2qoVlS2JaSJ-YMI-w5So/view?usp=sharing
2699 | HDC | Copper Armoured Cable - 2XWY / 2XFY (IS 7098 Pt-1 1988) | Copper Armoured Cable |  |  | Per Meter | Finnolex | 9034.2 | 40 % | 15057 | IN STOCK | Copper | Armoured | BLACK | Class 2 (Stranded) | PVC | PVC | 240 |  | 650/1100V | 2 CORE | OEM | PVC | 240 SQMM X 2 CORE Armoured Copper CABLE | https://drive.google.com/file/d/1jmNzuxo9ZDRR2qoVlS2JaSJ-YMI-w5So/view?usp=sharing
2700 | HDC | Copper Armoured Cable - 2XWY / 2XFY (IS 7098 Pt-1 1988) | Copper Armoured Cable |  |  | Per Meter | Finnolex | 11251.8 | 40 % | 18753 | IN STOCK | Copper | Armoured | BLACK | Class 2 (Stranded) | PVC | PVC | 300 |  | 650/1100V | 2 CORE | OEM | PVC | 300 SQMM X 2 CORE Armoured Copper CABLE | https://drive.google.com/file/d/1jmNzuxo9ZDRR2qoVlS2JaSJ-YMI-w5So/view?usp=sharing
2701 | HDC | Copper Armoured Cable - 2XWY / 2XFY (IS 7098 Pt-1 1988) | Copper Armoured Cable |  |  | Per Meter | Finnolex | 14952.6 | 40 % | 24921 | IN STOCK | Copper | Armoured | BLACK | Class 2 (Stranded) | PVC | PVC | 400 |  | 650/1100V | 2 CORE | OEM | PVC | 400 SQMM X 2 CORE Armoured Copper CABLE | https://drive.google.com/file/d/1jmNzuxo9ZDRR2qoVlS2JaSJ-YMI-w5So/view?usp=sharing
2702 | HDC | Copper Armoured Cable - 2XWY / 2XFY (IS 7098 Pt-1 1988) | Copper Armoured Cable |  |  | Per Meter | Finnolex | 169.8 | 40 % | 283 | IN STOCK | Copper | Armoured | BLACK | Class 2 (Stranded) | PVC | PVC | 1.5 |  | 650/1100V | 2 CORE | OEM | PVC | 1.5 SQMM X 2 CORE Armoured Copper CABLE | https://drive.google.com/file/d/1jmNzuxo9ZDRR2qoVlS2JaSJ-YMI-w5So/view?usp=sharing
2703 | HDC | Copper Armoured Cable - 2XWY / 2XFY (IS 7098 Pt-1 1988) | Copper Armoured Cable |  |  | Per Meter | Finnolex | 238.8 | 40 % | 398 | IN STOCK | Copper | Armoured | BLACK | Class 2 (Stranded) | PVC | PVC | 2.5 |  | 650/1100V | 2 CORE | OEM | PVC | 2.5 SQMM X 2 CORE Armoured Copper CABLE | https://drive.google.com/file/d/1jmNzuxo9ZDRR2qoVlS2JaSJ-YMI-w5So/view?usp=sharing
2704 | HDC | Copper Armoured Cable - 2XWY / 2XFY (IS 7098 Pt-1 1988) | Copper Armoured Cable |  |  | Per Meter | Finnolex | 169.8 | 40 % | 283 | IN STOCK | Copper | Armoured | BLACK | Class 2 (Stranded) | PVC | PVC | 1.5 |  | 650/1100V | 2 CORE | OEM | PVC | 1.5 SQMM X 2 CORE Armoured Copper CABLE | https://drive.google.com/file/d/1jmNzuxo9ZDRR2qoVlS2JaSJ-YMI-w5So/view?usp=sharing
2705 | HDC | Copper Armoured Cable - 2XWY / 2XFY (IS 7098 Pt-1 1988) | Copper Armoured Cable |  |  | Per Meter | Finnolex | 238.8 | 40 % | 398 | IN STOCK | Copper | Armoured | BLACK | Class 2 (Stranded) | PVC | PVC | 2.5 |  | 650/1100V | 2 CORE | OEM | PVC | 2.5 SQMM X 2 CORE Armoured Copper CABLE | https://drive.google.com/file/d/1jmNzuxo9ZDRR2qoVlS2JaSJ-YMI-w5So/view?usp=sharing
2706 | HDC | Copper Armoured Cable - 2XWY / 2XFY (IS 7098 Pt-1 1988) | Copper Armoured Cable |  |  | Per Meter | Finnolex | 1352.4 | 40 % | 2254 | IN STOCK | Copper | Armoured | BLACK | Class 2 (Stranded) | PVC | PVC | 1.5 |  | 650/1100V | 24 CORE | OEM | PVC | 1.5 SQMM X 24 CORE Armoured Copper CABLE | https://drive.google.com/file/d/1yFise4_xddA0uVANHPKOYkDhS7S14PT3/view?usp=sharing
2707 | HDC | Copper Armoured Cable - 2XWY / 2XFY (IS 7098 Pt-1 1988) | Copper Armoured Cable |  |  | Per Meter | Finnolex | 2203.8 | 40 % | 3673 | IN STOCK | Copper | Armoured | BLACK | Class 2 (Stranded) | PVC | PVC | 2.5 |  | 650/1100V | 24 CORE | OEM | PVC | 2.5 SQMM X 24 CORE Armoured Copper CABLE | https://drive.google.com/file/d/1yFise4_xddA0uVANHPKOYkDhS7S14PT3/view?usp=sharing
2708 | HDC | Copper Armoured Cable - 2XWY / 2XFY (IS 7098 Pt-1 1988) | Copper Armoured Cable |  |  | Per Meter | Finnolex | 1533 | 40 % | 2555 | IN STOCK | Copper | Armoured | BLACK | Class 2 (Stranded) | PVC | PVC | 1.5 |  | 650/1100V | 27 CORE | OEM | PVC | 1.5 SQMM X 27 CORE Armoured Copper CABLE | https://drive.google.com/file/d/1yFise4_xddA0uVANHPKOYkDhS7S14PT3/view?usp=sharing
2709 | HDC | Copper Armoured Cable - 2XWY / 2XFY (IS 7098 Pt-1 1988) | Copper Armoured Cable |  |  | Per Meter | Finnolex | 2511.6 | 40 % | 4186 | IN STOCK | Copper | Armoured | BLACK | Class 2 (Stranded) | PVC | PVC | 2.5 |  | 650/1100V | 27 CORE | OEM | PVC | 2.5 SQMM X 27 CORE Armoured Copper CABLE | https://drive.google.com/file/d/1yFise4_xddA0uVANHPKOYkDhS7S14PT3/view?usp=sharing
2710 | HDC | Copper Armoured Cable - 2XWY / 2XFY (IS 7098 Pt-1 1988) | Copper Armoured Cable |  |  | Per Meter | Finnolex | 456.6 | 40 % | 761 | IN STOCK | Copper | Armoured | BLACK | Class 2 (Stranded) | PVC | PVC | 4 |  | 650/1100V | 3 CORE | OEM | PVC | 4 SQMM X 3 CORE Armoured Copper CABLE | https://drive.google.com/file/d/1zGz3hLIHLhe0BPvpsPUJcWKHh72mkZeq/view?usp=sharing
2711 | HDC | Copper Armoured Cable - 2XWY / 2XFY (IS 7098 Pt-1 1988) | Copper Armoured Cable |  |  | Per Meter | Finnolex | 661.2 | 40 % | 1102 | IN STOCK | Copper | Armoured | BLACK | Class 2 (Stranded) | PVC | PVC | 6 |  | 650/1100V | 3 CORE | OEM | PVC | 6 SQMM X 3 CORE Armoured Copper CABLE | https://drive.google.com/file/d/1zGz3hLIHLhe0BPvpsPUJcWKHh72mkZeq/view?usp=sharing
2712 | HDC | Copper Armoured Cable - 2XWY / 2XFY (IS 7098 Pt-1 1988) | Copper Armoured Cable |  |  | Per Meter | Finnolex | 1081.8 | 40 % | 1803 | IN STOCK | Copper | Armoured | BLACK | Class 2 (Stranded) | PVC | PVC | 10 |  | 650/1100V | 3 CORE | OEM | PVC | 10 SQMM X 3 CORE Armoured Copper CABLE | https://drive.google.com/file/d/1zGz3hLIHLhe0BPvpsPUJcWKHh72mkZeq/view?usp=sharing
2713 | HDC | Copper Armoured Cable - 2XWY / 2XFY (IS 7098 Pt-1 1988) | Copper Armoured Cable |  |  | Per Meter | Finnolex | 1607.4 | 40 % | 2679 | IN STOCK | Copper | Armoured | BLACK | Class 2 (Stranded) | PVC | PVC | 16 |  | 650/1100V | 3 CORE | OEM | PVC | 16 SQMM X 3 CORE Armoured Copper CABLE | https://drive.google.com/file/d/1zGz3hLIHLhe0BPvpsPUJcWKHh72mkZeq/view?usp=sharing
2714 | HDC | Copper Armoured Cable - 2XWY / 2XFY (IS 7098 Pt-1 1988) | Copper Armoured Cable |  |  | Per Meter | Finnolex | 2511.6 | 40 % | 4186 | IN STOCK | Copper | Armoured | BLACK | Class 2 (Stranded) | PVC | PVC | 25 |  | 650/1100V | 3 CORE | OEM | PVC | 25 SQMM X 3 CORE Armoured Copper CABLE | https://drive.google.com/file/d/1zGz3hLIHLhe0BPvpsPUJcWKHh72mkZeq/view?usp=sharing
2715 | HDC | Copper Armoured Cable - 2XWY / 2XFY (IS 7098 Pt-1 1988) | Copper Armoured Cable |  |  | Per Meter | Finnolex | 3623.4 | 40 % | 6039 | IN STOCK | Copper | Armoured | BLACK | Class 2 (Stranded) | PVC | PVC | 35 |  | 650/1100V | 3 CORE | OEM | PVC | 35 SQMM X 3 CORE Armoured Copper CABLE | https://drive.google.com/file/d/1zGz3hLIHLhe0BPvpsPUJcWKHh72mkZeq/view?usp=sharing
2716 | HDC | Copper Armoured Cable - 2XWY / 2XFY (IS 7098 Pt-1 1988) | Copper Armoured Cable |  |  | Per Meter | Finnolex | 4888.8 | 40 % | 8148 | IN STOCK | Copper | Armoured | BLACK | Class 2 (Stranded) | PVC | PVC | 50 |  | 650/1100V | 3 CORE | OEM | PVC | 50 SQMM X 3 CORE Armoured Copper CABLE | https://drive.google.com/file/d/1zGz3hLIHLhe0BPvpsPUJcWKHh72mkZeq/view?usp=sharing
2717 | HDC | Copper Armoured Cable - 2XWY / 2XFY (IS 7098 Pt-1 1988) | Copper Armoured Cable |  |  | Per Meter | Finnolex | 7089.6 | 40 % | 11816 | IN STOCK | Copper | Armoured | BLACK | Class 2 (Stranded) | PVC | PVC | 70 |  | 650/1100V | 3 CORE | OEM | PVC | 70 SQMM X 3 CORE Armoured Copper CABLE | https://drive.google.com/file/d/1zGz3hLIHLhe0BPvpsPUJcWKHh72mkZeq/view?usp=sharing
2718 | HDC | Copper Armoured Cable - 2XWY / 2XFY (IS 7098 Pt-1 1988) | Copper Armoured Cable |  |  | Per Meter | Finnolex | 10152.6 | 40 % | 16921 | IN STOCK | Copper | Armoured | BLACK | Class 2 (Stranded) | PVC | PVC | 95 |  | 650/1100V | 3 CORE | OEM | PVC | 95 SQMM X 3 CORE Armoured Copper CABLE | https://drive.google.com/file/d/1zGz3hLIHLhe0BPvpsPUJcWKHh72mkZeq/view?usp=sharing
2719 | HDC | Copper Armoured Cable - 2XWY / 2XFY (IS 7098 Pt-1 1988) | Copper Armoured Cable |  |  | Per Meter | Finnolex | 12520.8 | 40 % | 20868 | IN STOCK | Copper | Armoured | BLACK | Class 2 (Stranded) | PVC | PVC | 120 |  | 650/1100V | 3 CORE | OEM | PVC | 120 SQMM X 3 CORE Armoured Copper CABLE | https://drive.google.com/file/d/1zGz3hLIHLhe0BPvpsPUJcWKHh72mkZeq/view?usp=sharing
2720 | HDC | Copper Armoured Cable - 2XWY / 2XFY (IS 7098 Pt-1 1988) | Copper Armoured Cable |  |  | Per Meter | Finnolex | 15409.8 | 40 % | 25683 | IN STOCK | Copper | Armoured | BLACK | Class 2 (Stranded) | PVC | PVC | 150 |  | 650/1100V | 3 CORE | OEM | PVC | 150 SQMM X 3 CORE Armoured Copper CABLE | https://drive.google.com/file/d/1zGz3hLIHLhe0BPvpsPUJcWKHh72mkZeq/view?usp=sharing
2721 | HDC | Copper Armoured Cable - 2XWY / 2XFY (IS 7098 Pt-1 1988) | Copper Armoured Cable |  |  | Per Meter | Finnolex | 19516.8 | 40 % | 32528 | IN STOCK | Copper | Armoured | BLACK | Class 2 (Stranded) | PVC | PVC | 185 |  | 650/1100V | 3 CORE | OEM | PVC | 185 SQMM X 3 CORE Armoured Copper CABLE | https://drive.google.com/file/d/1zGz3hLIHLhe0BPvpsPUJcWKHh72mkZeq/view?usp=sharing
2722 | HDC | Copper Armoured Cable - 2XWY / 2XFY (IS 7098 Pt-1 1988) | Copper Armoured Cable |  |  | Per Meter | Finnolex | 25455.6 | 40 % | 42426 | IN STOCK | Copper | Armoured | BLACK | Class 2 (Stranded) | PVC | PVC | 240 |  | 650/1100V | 3 CORE | OEM | PVC | 240 SQMM X 3 CORE Armoured Copper CABLE | https://drive.google.com/file/d/1zGz3hLIHLhe0BPvpsPUJcWKHh72mkZeq/view?usp=sharing
2723 | HDC | Copper Armoured Cable - 2XWY / 2XFY (IS 7098 Pt-1 1988) | Copper Armoured Cable |  |  | Per Meter | Finnolex | 32514 | 40 % | 54190 | IN STOCK | Copper | Armoured | BLACK | Class 2 (Stranded) | PVC | PVC | 300 |  | 650/1100V | 3 CORE | OEM | PVC | 300 SQMM X 3 CORE Armoured Copper CABLE | https://drive.google.com/file/d/1zGz3hLIHLhe0BPvpsPUJcWKHh72mkZeq/view?usp=sharing
2724 | HDC | Copper Armoured Cable - 2XWY / 2XFY (IS 7098 Pt-1 1988) | Copper Armoured Cable |  |  | Per Meter | Finnolex | 42049.2 | 40 % | 70082 | IN STOCK | Copper | Armoured | BLACK | Class 2 (Stranded) | PVC | PVC | 400 |  | 650/1100V | 3 CORE | OEM | PVC | 400 SQMM X 3 CORE Armoured Copper CABLE | https://drive.google.com/file/d/1zGz3hLIHLhe0BPvpsPUJcWKHh72mkZeq/view?usp=sharing
2725 | HDC | Copper Armoured Cable - 2XWY / 2XFY (IS 7098 Pt-1 1988) | Copper Armoured Cable |  |  | Per Meter | Finnolex | 216 | 40 % | 360 | IN STOCK | Copper | Armoured | BLACK | Class 2 (Stranded) | PVC | PVC | 1.5 |  | 650/1100V | 3 CORE | OEM | PVC | 1.5 SQMM X 3 CORE Armoured Copper CABLE | https://drive.google.com/file/d/1zGz3hLIHLhe0BPvpsPUJcWKHh72mkZeq/view?usp=sharing
2726 | HDC | Copper Armoured Cable - 2XWY / 2XFY (IS 7098 Pt-1 1988) | Copper Armoured Cable |  |  | Per Meter | Finnolex | 317.4 | 40 % | 529 | IN STOCK | Copper | Armoured | BLACK | Class 2 (Stranded) | PVC | PVC | 2.5 |  | 650/1100V | 3 CORE | OEM | PVC | 2.5 SQMM X 3 CORE Armoured Copper CABLE | https://drive.google.com/file/d/1zGz3hLIHLhe0BPvpsPUJcWKHh72mkZeq/view?usp=sharing
2727 | HDC | Copper Armoured Cable - 2XWY / 2XFY (IS 7098 Pt-1 1988) | Copper Armoured Cable |  |  | Per Meter | Finnolex | 0 | 40 % |  | IN STOCK | Copper | Armoured | BLACK | Class 2 (Stranded) | PVC | PVC | 25 |  | 650/1100V | 3.5 CORE | OEM | PVC | 25 SQMM X 3.5 CORE Armoured Copper CABLE | https://drive.google.com/file/d/1rHo_wB11qlLqS_JeWSLovPpE02ZsaALv/view?usp=sharing
2728 | HDC | Copper Armoured Cable - 2XWY / 2XFY (IS 7098 Pt-1 1988) | Copper Armoured Cable |  |  | Per Meter | Finnolex | 0 | 40 % |  | IN STOCK | Copper | Armoured | BLACK | Class 2 (Stranded) | PVC | PVC | 35 |  | 650/1100V | 3.5 CORE | OEM | PVC | 35 SQMM X 3.5 CORE Armoured Copper CABLE | https://drive.google.com/file/d/1rHo_wB11qlLqS_JeWSLovPpE02ZsaALv/view?usp=sharing
2729 | HDC | Copper Armoured Cable - 2XWY / 2XFY (IS 7098 Pt-1 1988) | Copper Armoured Cable |  |  | Per Meter | Finnolex | 0 | 40 % |  | IN STOCK | Copper | Armoured | BLACK | Class 2 (Stranded) | PVC | PVC | 50 |  | 650/1100V | 3.5 CORE | OEM | PVC | 50 SQMM X 3.5 CORE Armoured Copper CABLE | https://drive.google.com/file/d/1rHo_wB11qlLqS_JeWSLovPpE02ZsaALv/view?usp=sharing
2730 | HDC | Copper Armoured Cable - 2XWY / 2XFY (IS 7098 Pt-1 1988) | Copper Armoured Cable |  |  | Per Meter | Finnolex |  | 40 % |  | IN STOCK |  | Armoured | BLACK |  |  |  | 70 |  |  | 3.5 CORE | OEM | PVC | 70 SQMM X 3.5 CORE Armoured CABLE | https://drive.google.com/file/d/1rHo_wB11qlLqS_JeWSLovPpE02ZsaALv/view?usp=sharing
2731 | HDC | Copper Armoured Cable - 2XWY / 2XFY (IS 7098 Pt-1 1988) | Copper Armoured Cable |  |  | Per Meter | Finnolex |  | 40 % |  | IN STOCK |  | Armoured | BLACK |  |  |  | 95 |  |  | 3.5 CORE | OEM | PVC | 95 SQMM X 3.5 CORE Armoured CABLE | https://drive.google.com/file/d/1rHo_wB11qlLqS_JeWSLovPpE02ZsaALv/view?usp=sharing
2732 | HDC | Copper Armoured Cable - 2XWY / 2XFY (IS 7098 Pt-1 1988) | Copper Armoured Cable |  |  | Per Meter | Finnolex |  | 40 % |  | IN STOCK |  | Armoured | BLACK |  |  |  | 120 |  |  | 3.5 CORE | OEM | PVC | 120 SQMM X 3.5 CORE Armoured CABLE | https://drive.google.com/file/d/1rHo_wB11qlLqS_JeWSLovPpE02ZsaALv/view?usp=sharing
2733 | HDC | Copper Armoured Cable - 2XWY / 2XFY (IS 7098 Pt-1 1988) | Copper Armoured Cable |  |  | Per Meter | Finnolex |  | 40 % |  | IN STOCK |  | Armoured | BLACK |  |  |  | 150 |  |  | 3.5 CORE | OEM | PVC | 150 SQMM X 3.5 CORE Armoured CABLE | https://drive.google.com/file/d/1rHo_wB11qlLqS_JeWSLovPpE02ZsaALv/view?usp=sharing
2734 | HDC | Copper Armoured Cable - 2XWY / 2XFY (IS 7098 Pt-1 1988) | Copper Armoured Cable |  |  | Per Meter | Finnolex |  | 40 % |  | IN STOCK |  | Armoured | BLACK |  |  |  | 185 |  |  | 3.5 CORE | OEM | PVC | 185 SQMM X 3.5 CORE Armoured CABLE | https://drive.google.com/file/d/1rHo_wB11qlLqS_JeWSLovPpE02ZsaALv/view?usp=sharing
2735 | HDC | Copper Armoured Cable - 2XWY / 2XFY (IS 7098 Pt-1 1988) | Copper Armoured Cable |  |  | Per Meter | Finnolex |  | 40 % |  | IN STOCK |  | Armoured | BLACK |  |  |  | 240 |  |  | 3.5 CORE | OEM | PVC | 240 SQMM X 3.5 CORE Armoured CABLE | https://drive.google.com/file/d/1rHo_wB11qlLqS_JeWSLovPpE02ZsaALv/view?usp=sharing
2736 | HDC | Copper Armoured Cable - 2XWY / 2XFY (IS 7098 Pt-1 1988) | Copper Armoured Cable |  |  | Per Meter | Finnolex |  | 40 % |  | IN STOCK |  | Armoured | BLACK |  |  |  | 300 |  |  | 3.5 CORE | OEM | PVC | 300 SQMM X 3.5 CORE Armoured CABLE | https://drive.google.com/file/d/1rHo_wB11qlLqS_JeWSLovPpE02ZsaALv/view?usp=sharing
2737 | HDC | Copper Armoured Cable - 2XWY / 2XFY (IS 7098 Pt-1 1988) | Copper Armoured Cable |  |  | Per Meter | Finnolex |  | 40 % |  | IN STOCK |  | Armoured | BLACK |  |  |  | 400 |  |  | 3.5 CORE | OEM | PVC | 400 SQMM X 3.5 CORE Armoured CABLE | https://drive.google.com/file/d/1rHo_wB11qlLqS_JeWSLovPpE02ZsaALv/view?usp=sharing
2738 | HDC | Copper Armoured Cable - 2XWY / 2XFY (IS 7098 Pt-1 1988) | Copper Armoured Cable |  |  | Per Meter | Finnolex | 1708.8 | 40 % | 2848 | IN STOCK | Copper | Armoured | BLACK | Class 2 (Stranded) | PVC | PVC | 1.5 |  | 650/1100V | 30 CORE | OEM | PVC | 1.5 SQMM X 30 CORE Armoured Copper CABLE | https://drive.google.com/file/d/1rHo_wB11qlLqS_JeWSLovPpE02ZsaALv/view?usp=sharing
2739 | HDC | Copper Armoured Cable - 2XWY / 2XFY (IS 7098 Pt-1 1988) | Copper Armoured Cable |  |  | Per Meter | Finnolex | 3020.4 | 40 % | 5034 | IN STOCK | Copper | Armoured | BLACK | Class 2 (Stranded) | PVC | PVC | 2.5 |  | 650/1100V | 30 CORE | OEM | PVC | 2.5 SQMM X 30 CORE Armoured Copper CABLE | https://drive.google.com/file/d/1rHo_wB11qlLqS_JeWSLovPpE02ZsaALv/view?usp=sharing
2740 | HDC | Copper Armoured Cable - 2XWY / 2XFY (IS 7098 Pt-1 1988) | Copper Armoured Cable |  |  | Per Meter | Finnolex | 2217 | 40 % | 3695 | IN STOCK | Copper | Armoured | BLACK | Class 2 (Stranded) | PVC | PVC | 1.5 |  | 650/1100V | 37 CORE | OEM | PVC | 1.5 SQMM X 37 CORE Armoured Copper CABLE | https://drive.google.com/file/d/1rHo_wB11qlLqS_JeWSLovPpE02ZsaALv/view?usp=sharing
2741 | HDC | Copper Armoured Cable - 2XWY / 2XFY (IS 7098 Pt-1 1988) | Copper Armoured Cable |  |  | Per Meter | Finnolex | 3526.8 | 40 % | 5878 | IN STOCK | Copper | Armoured | BLACK | Class 2 (Stranded) | PVC | PVC | 2.5 |  | 650/1100V | 37 CORE | OEM | PVC | 2.5 SQMM X 37 CORE Armoured Copper CABLE | https://drive.google.com/file/d/1rHo_wB11qlLqS_JeWSLovPpE02ZsaALv/view?usp=sharing
2742 | HDC | Copper Armoured Cable - 2XWY / 2XFY (IS 7098 Pt-1 1988) | Copper Armoured Cable |  |  | Per Meter | Finnolex | 594 | 40 % | 990 | IN STOCK | Copper | Armoured | BLACK | Class 2 (Stranded) | PVC | PVC | 4 |  | 650/1100V | 4 CORE | OEM | PVC | 4 SQMM X 4 CORE Armoured Copper CABLE | https://drive.google.com/file/d/13BWGkHQzgBHhdcbHGcA0OuQNtFckA6KZ/view?usp=sharing
2743 | HDC | Copper Armoured Cable - 2XWY / 2XFY (IS 7098 Pt-1 1988) | Copper Armoured Cable |  |  | Per Meter | Finnolex | 859.8 | 40 % | 1433 | IN STOCK | Copper | Armoured | BLACK | Class 2 (Stranded) | PVC | PVC | 6 |  | 650/1100V | 4 CORE | OEM | PVC | 6 SQMM X 4 CORE Armoured Copper CABLE | https://drive.google.com/file/d/13BWGkHQzgBHhdcbHGcA0OuQNtFckA6KZ/view?usp=sharing
2744 | HDC | Copper Armoured Cable - 2XWY / 2XFY (IS 7098 Pt-1 1988) | Copper Armoured Cable |  |  | Per Meter | Finnolex | 1431.6 | 40 % | 2386 | IN STOCK | Copper | Armoured | BLACK | Class 2 (Stranded) | PVC | PVC | 10 |  | 650/1100V | 4 CORE | OEM | PVC | 10 SQMM X 4 CORE Armoured Copper CABLE | https://drive.google.com/file/d/13BWGkHQzgBHhdcbHGcA0OuQNtFckA6KZ/view?usp=sharing
2745 | HDC | Copper Armoured Cable - 2XWY / 2XFY (IS 7098 Pt-1 1988) | Copper Armoured Cable |  |  | Per Meter | Finnolex | 2111.4 | 40 % | 3519 | IN STOCK | Copper | Armoured | BLACK | Class 2 (Stranded) | PVC | PVC | 16 |  | 650/1100V | 4 CORE | OEM | PVC | 16 SQMM X 4 CORE Armoured Copper CABLE | https://drive.google.com/file/d/13BWGkHQzgBHhdcbHGcA0OuQNtFckA6KZ/view?usp=sharing
2746 | HDC | Copper Armoured Cable - 2XWY / 2XFY (IS 7098 Pt-1 1988) | Copper Armoured Cable |  |  | Per Meter | Finnolex | 3340.8 | 40 % | 5568 | IN STOCK | Copper | Armoured | BLACK | Class 2 (Stranded) | PVC | PVC | 25 |  | 650/1100V | 4 CORE | OEM | PVC | 25 SQMM X 4 CORE Armoured Copper CABLE | https://drive.google.com/file/d/13BWGkHQzgBHhdcbHGcA0OuQNtFckA6KZ/view?usp=sharing
2747 | HDC | Copper Armoured Cable - 2XWY / 2XFY (IS 7098 Pt-1 1988) | Copper Armoured Cable |  |  | Per Meter | Finnolex | 4794 | 40 % | 7990 | IN STOCK | Copper | Armoured | BLACK | Class 2 (Stranded) | PVC | PVC | 35 |  | 650/1100V | 4 CORE | OEM | PVC | 35 SQMM X 4 CORE Armoured Copper CABLE | https://drive.google.com/file/d/13BWGkHQzgBHhdcbHGcA0OuQNtFckA6KZ/view?usp=sharing
2748 | HDC | Copper Armoured Cable - 2XWY / 2XFY (IS 7098 Pt-1 1988) | Copper Armoured Cable |  |  | Per Meter | Finnolex | 6533.4 | 40 % | 10889 | IN STOCK | Copper | Armoured | BLACK | Class 2 (Stranded) | PVC | PVC | 50 |  | 650/1100V | 4 CORE | OEM | PVC | 50 SQMM X 4 CORE Armoured Copper CABLE | https://drive.google.com/file/d/13BWGkHQzgBHhdcbHGcA0OuQNtFckA6KZ/view?usp=sharing
2749 | HDC | Copper Armoured Cable - 2XWY / 2XFY (IS 7098 Pt-1 1988) | Copper Armoured Cable |  |  | Per Meter | Finnolex | 9494.4 | 40 % | 15824 | IN STOCK | Copper | Armoured | BLACK | Class 2 (Stranded) | PVC | PVC | 70 |  | 650/1100V | 4 CORE | OEM | PVC | 70 SQMM X 4 CORE Armoured Copper CABLE | https://drive.google.com/file/d/13BWGkHQzgBHhdcbHGcA0OuQNtFckA6KZ/view?usp=sharing
2750 | HDC | Copper Armoured Cable - 2XWY / 2XFY (IS 7098 Pt-1 1988) | Copper Armoured Cable |  |  | Per Meter | Finnolex | 13413.6 | 40 % | 22356 | IN STOCK | Copper | Armoured | BLACK | Class 2 (Stranded) | PVC | PVC | 95 |  | 650/1100V | 4 CORE | OEM | PVC | 95 SQMM X 4 CORE Armoured Copper CABLE | https://drive.google.com/file/d/13BWGkHQzgBHhdcbHGcA0OuQNtFckA6KZ/view?usp=sharing
2751 | HDC | Copper Armoured Cable - 2XWY / 2XFY (IS 7098 Pt-1 1988) | Copper Armoured Cable |  |  | Per Meter | Finnolex | 16695.6 | 40 % | 27826 | IN STOCK | Copper | Armoured | BLACK | Class 2 (Stranded) | PVC | PVC | 120 |  | 650/1100V | 4 CORE | OEM | PVC | 120 SQMM X 4 CORE Armoured Copper CABLE | https://drive.google.com/file/d/13BWGkHQzgBHhdcbHGcA0OuQNtFckA6KZ/view?usp=sharing
2752 | HDC | Copper Armoured Cable - 2XWY / 2XFY (IS 7098 Pt-1 1988) | Copper Armoured Cable |  |  | Per Meter | Finnolex | 20661 | 40 % | 34435 | IN STOCK | Copper | Armoured | BLACK | Class 2 (Stranded) | PVC | PVC | 150 |  | 650/1100V | 4 CORE | OEM | PVC | 150 SQMM X 4 CORE Armoured Copper CABLE | https://drive.google.com/file/d/13BWGkHQzgBHhdcbHGcA0OuQNtFckA6KZ/view?usp=sharing
2753 | HDC | Copper Armoured Cable - 2XWY / 2XFY (IS 7098 Pt-1 1988) | Copper Armoured Cable |  |  | Per Meter | Finnolex | 25848.6 | 40 % | 43081 | IN STOCK | Copper | Armoured | BLACK | Class 2 (Stranded) | PVC | PVC | 185 |  | 650/1100V | 4 CORE | OEM | PVC | 185 SQMM X 4 CORE Armoured Copper CABLE | https://drive.google.com/file/d/13BWGkHQzgBHhdcbHGcA0OuQNtFckA6KZ/view?usp=sharing
2754 | HDC | Copper Armoured Cable - 2XWY / 2XFY (IS 7098 Pt-1 1988) | Copper Armoured Cable |  |  | Per Meter | Finnolex | 33796.2 | 40 % | 56327 | IN STOCK | Copper | Armoured | BLACK | Class 2 (Stranded) | PVC | PVC | 240 |  | 650/1100V | 4 CORE | OEM | PVC | 240 SQMM X 4 CORE Armoured Copper CABLE | https://drive.google.com/file/d/13BWGkHQzgBHhdcbHGcA0OuQNtFckA6KZ/view?usp=sharing
2755 | HDC | Copper Armoured Cable - 2XWY / 2XFY (IS 7098 Pt-1 1988) | Copper Armoured Cable |  |  | Per Meter | Finnolex | 42889.8 | 40 % | 71483 | IN STOCK | Copper | Armoured | BLACK | Class 2 (Stranded) | PVC | PVC | 300 |  | 650/1100V | 4 CORE | OEM | PVC | 300 SQMM X 4 CORE Armoured Copper CABLE | https://drive.google.com/file/d/13BWGkHQzgBHhdcbHGcA0OuQNtFckA6KZ/view?usp=sharing
2756 | HDC | Copper Armoured Cable - 2XWY / 2XFY (IS 7098 Pt-1 1988) | Copper Armoured Cable |  |  | Per Meter | Finnolex | 58575.6 | 40 % | 97626 | IN STOCK | Copper | Armoured | BLACK | Class 2 (Stranded) | PVC | PVC | 400 |  | 650/1100V | 4 CORE | OEM | PVC | 400 SQMM X 4 CORE Armoured Copper CABLE | https://drive.google.com/file/d/13BWGkHQzgBHhdcbHGcA0OuQNtFckA6KZ/view?usp=sharing
2757 | HDC | Copper Armoured Cable - 2XWY / 2XFY (IS 7098 Pt-1 1988) | Copper Armoured Cable |  |  | Per Meter | Finnolex | 271.2 | 40 % | 452 | IN STOCK | Copper | Armoured | BLACK | Class 2 (Stranded) | PVC | PVC | 1.5 |  | 650/1100V | 4 CORE | OEM | PVC | 1.5 SQMM X 4 CORE Armoured Copper CABLE | https://drive.google.com/file/d/13BWGkHQzgBHhdcbHGcA0OuQNtFckA6KZ/view?usp=sharing
2758 | HDC | Copper Armoured Cable - 2XWY / 2XFY (IS 7098 Pt-1 1988) | Copper Armoured Cable |  |  | Per Meter | Finnolex | 409.2 | 40 % | 682 | IN STOCK | Copper | Armoured | BLACK | Class 2 (Stranded) | PVC | PVC | 2.5 |  | 650/1100V | 4 CORE | OEM | PVC | 2.5 SQMM X 4 CORE Armoured Copper CABLE | https://drive.google.com/file/d/13BWGkHQzgBHhdcbHGcA0OuQNtFckA6KZ/view?usp=sharing
2759 | HDC | Copper Armoured Cable - 2XWY / 2XFY (IS 7098 Pt-1 1988) | Copper Armoured Cable |  |  | Per Meter | Finnolex | 829.2 | 40 % | 1382 | IN STOCK | Copper | Armoured | BLACK | Class 2 (Stranded) | PVC | PVC | 4 |  | 650/1100V | 5 CORE | OEM | PVC | 4 SQMM X 5 CORE Armoured Copper CABLE | https://drive.google.com/file/d/1USIy1SFBfpdy92W50iwm-PepEo9wrQKh/view?usp=sharing
2760 | HDC | Copper Armoured Cable - 2XWY / 2XFY (IS 7098 Pt-1 1988) | Copper Armoured Cable |  |  | Per Meter | Finnolex | 1231.8 | 40 % | 2053 | IN STOCK | Copper | Armoured | BLACK | Class 2 (Stranded) | PVC | PVC | 6 |  | 650/1100V | 5 CORE | OEM | PVC | 6 SQMM X 5 CORE Armoured Copper CABLE | https://drive.google.com/file/d/1USIy1SFBfpdy92W50iwm-PepEo9wrQKh/view?usp=sharing
2761 | HDC | Copper Armoured Cable - 2XWY / 2XFY (IS 7098 Pt-1 1988) | Copper Armoured Cable |  |  | Per Meter | Finnolex | 1894.8 | 40 % | 3158 | IN STOCK | Copper | Armoured | BLACK | Class 2 (Stranded) | PVC | PVC | 10 |  | 650/1100V | 5 CORE | OEM | PVC | 10 SQMM X 5 CORE Armoured Copper CABLE | https://drive.google.com/file/d/1USIy1SFBfpdy92W50iwm-PepEo9wrQKh/view?usp=sharing
2762 | HDC | Copper Armoured Cable - 2XWY / 2XFY (IS 7098 Pt-1 1988) | Copper Armoured Cable |  |  | Per Meter | Finnolex | 2823 | 40 % | 4705 | IN STOCK | Copper | Armoured | BLACK | Class 2 (Stranded) | PVC | PVC | 16 |  | 650/1100V | 5 CORE | OEM | PVC | 16 SQMM X 5 CORE Armoured Copper CABLE | https://drive.google.com/file/d/1USIy1SFBfpdy92W50iwm-PepEo9wrQKh/view?usp=sharing
2763 | HDC | Copper Armoured Cable - 2XWY / 2XFY (IS 7098 Pt-1 1988) | Copper Armoured Cable |  |  | Per Meter | Finnolex | 5154 | 40 % | 8590 | IN STOCK | Copper | Armoured | BLACK | Class 2 (Stranded) | PVC | PVC | 25 |  | 650/1100V | 5 CORE | OEM | PVC | 25 SQMM X 5 CORE Armoured Copper CABLE | https://drive.google.com/file/d/1USIy1SFBfpdy92W50iwm-PepEo9wrQKh/view?usp=sharing
2764 | HDC | Copper Armoured Cable - 2XWY / 2XFY (IS 7098 Pt-1 1988) | Copper Armoured Cable |  |  | Per Meter | Finnolex | 7103.4 | 40 % | 11839 | IN STOCK | Copper | Armoured | BLACK | Class 2 (Stranded) | PVC | PVC | 35 |  | 650/1100V | 5 CORE | OEM | PVC | 35 SQMM X 5 CORE Armoured Copper CABLE | https://drive.google.com/file/d/1USIy1SFBfpdy92W50iwm-PepEo9wrQKh/view?usp=sharing
2765 | HDC | Copper Armoured Cable - 2XWY / 2XFY (IS 7098 Pt-1 1988) | Copper Armoured Cable |  |  | Per Meter | Finnolex | 9767.4 | 40 % | 16279 | IN STOCK | Copper | Armoured | BLACK | Class 2 (Stranded) | PVC | PVC | 50 |  | 650/1100V | 5 CORE | OEM | PVC | 50 SQMM X 5 CORE Armoured Copper CABLE | https://drive.google.com/file/d/1USIy1SFBfpdy92W50iwm-PepEo9wrQKh/view?usp=sharing
2766 | HDC | Copper Armoured Cable - 2XWY / 2XFY (IS 7098 Pt-1 1988) | Copper Armoured Cable |  |  | Per Meter | Finnolex | 0 | 40 % |  | IN STOCK | Copper | Armoured | BLACK | Class 2 (Stranded) | PVC | PVC | 70 |  | 650/1100V | 5 CORE | OEM | PVC | 70 SQMM X 5 CORE Armoured Copper CABLE | https://drive.google.com/file/d/1USIy1SFBfpdy92W50iwm-PepEo9wrQKh/view?usp=sharing
2767 | HDC | Copper Armoured Cable - 2XWY / 2XFY (IS 7098 Pt-1 1988) | Copper Armoured Cable |  |  | Per Meter | Finnolex | 0 | 40 % |  | IN STOCK | Copper | Armoured | BLACK | Class 2 (Stranded) | PVC | PVC | 95 |  | 650/1100V | 5 CORE | OEM | PVC | 95 SQMM X 5 CORE Armoured Copper CABLE | https://drive.google.com/file/d/1USIy1SFBfpdy92W50iwm-PepEo9wrQKh/view?usp=sharing
2768 | HDC | Copper Armoured Cable - 2XWY / 2XFY (IS 7098 Pt-1 1988) | Copper Armoured Cable |  |  | Per Meter | Finnolex | 0 | 40 % |  | IN STOCK | Copper | Armoured | BLACK | Class 2 (Stranded) | PVC | PVC | 120 |  | 650/1100V | 5 CORE | OEM | PVC | 120 SQMM X 5 CORE Armoured Copper CABLE | https://drive.google.com/file/d/1USIy1SFBfpdy92W50iwm-PepEo9wrQKh/view?usp=sharing
2769 | HDC | Copper Armoured Cable - 2XWY / 2XFY (IS 7098 Pt-1 1988) | Copper Armoured Cable |  |  | Per Meter | Finnolex | 0 | 40 % |  | IN STOCK | Copper | Armoured | BLACK | Class 2 (Stranded) | PVC | PVC | 150 |  | 650/1100V | 5 CORE | OEM | PVC | 150 SQMM X 5 CORE Armoured Copper CABLE | https://drive.google.com/file/d/1USIy1SFBfpdy92W50iwm-PepEo9wrQKh/view?usp=sharing
2770 | HDC | Copper Armoured Cable - 2XWY / 2XFY (IS 7098 Pt-1 1988) | Copper Armoured Cable |  |  | Per Meter | Finnolex | 0 | 40 % |  | IN STOCK | Copper | Armoured | BLACK | Class 2 (Stranded) | PVC | PVC | 185 |  | 650/1100V | 5 CORE | OEM | PVC | 185 SQMM X 5 CORE Armoured Copper CABLE | https://drive.google.com/file/d/1USIy1SFBfpdy92W50iwm-PepEo9wrQKh/view?usp=sharing
2771 | HDC | Copper Armoured Cable - 2XWY / 2XFY (IS 7098 Pt-1 1988) | Copper Armoured Cable |  |  | Per Meter | Finnolex | 0 | 40 % |  | IN STOCK | Copper | Armoured | BLACK | Class 2 (Stranded) | PVC | PVC | 240 |  | 650/1100V | 5 CORE | OEM | PVC | 240 SQMM X 5 CORE Armoured Copper CABLE | https://drive.google.com/file/d/1USIy1SFBfpdy92W50iwm-PepEo9wrQKh/view?usp=sharing
2772 | HDC | Copper Armoured Cable - 2XWY / 2XFY (IS 7098 Pt-1 1988) | Copper Armoured Cable |  |  | Per Meter | Finnolex | 0 | 40 % |  | IN STOCK | Copper | Armoured | BLACK | Class 2 (Stranded) | PVC | PVC | 300 |  | 650/1100V | 5 CORE | OEM | PVC | 300 SQMM X 5 CORE Armoured Copper CABLE | https://drive.google.com/file/d/1USIy1SFBfpdy92W50iwm-PepEo9wrQKh/view?usp=sharing
2773 | HDC | Copper Armoured Cable - 2XWY / 2XFY (IS 7098 Pt-1 1988) | Copper Armoured Cable |  |  | Per Meter | Finnolex | 0 | 40 % |  | IN STOCK | Copper | Armoured | BLACK | Class 2 (Stranded) | PVC | PVC | 400 |  | 650/1100V | 5 CORE | OEM | PVC | 400 SQMM X 5 CORE Armoured Copper CABLE | https://drive.google.com/file/d/1USIy1SFBfpdy92W50iwm-PepEo9wrQKh/view?usp=sharing
2774 | HDC | Copper Armoured Cable - 2XWY / 2XFY (IS 7098 Pt-1 1988) | Copper Armoured Cable |  |  | Per Meter | Finnolex | 345 | 40 % | 575 | IN STOCK | Copper | Armoured | BLACK | Class 2 (Stranded) | PVC | PVC | 1.5 |  | 650/1100V | 5 CORE | OEM | PVC | 1.5 SQMM X 5 CORE Armoured Copper CABLE | https://drive.google.com/file/d/1USIy1SFBfpdy92W50iwm-PepEo9wrQKh/view?usp=sharing
2775 | HDC | Copper Armoured Cable - 2XWY / 2XFY (IS 7098 Pt-1 1988) | Copper Armoured Cable |  |  | Per Meter | Finnolex | 508.2 | 40 % | 847 | IN STOCK | Copper | Armoured | BLACK | Class 2 (Stranded) | PVC | PVC | 2.5 |  | 650/1100V | 5 CORE | OEM | PVC | 2.5 SQMM X 5 CORE Armoured Copper CABLE | https://drive.google.com/file/d/1USIy1SFBfpdy92W50iwm-PepEo9wrQKh/view?usp=sharing
2776 | HDC | Copper Armoured Cable - 2XWY / 2XFY (IS 7098 Pt-1 1988) | Copper Armoured Cable |  |  | Per Meter | Finnolex | 984 | 40 % | 1640 | IN STOCK | Copper | Armoured | BLACK | Class 2 (Stranded) | PVC | PVC | 4 |  | 650/1100V | 6 CORE | OEM | PVC | 4 SQMM X 6 CORE Armoured Copper CABLE | https://drive.google.com/file/d/1z7ePoSvhzs1yM8-4OOQDbTsb4igHTAQT/view?usp=sharing
2777 | HDC | Copper Armoured Cable - 2XWY / 2XFY (IS 7098 Pt-1 1988) | Copper Armoured Cable |  |  | Per Meter | Finnolex | 1480.8 | 40 % | 2468 | IN STOCK | Copper | Armoured | BLACK | Class 2 (Stranded) | PVC | PVC | 6 |  | 650/1100V | 6 CORE | OEM | PVC | 6 SQMM X 6 CORE Armoured Copper CABLE | https://drive.google.com/file/d/1z7ePoSvhzs1yM8-4OOQDbTsb4igHTAQT/view?usp=sharing
2778 | HDC | Copper Armoured Cable - 2XWY / 2XFY (IS 7098 Pt-1 1988) | Copper Armoured Cable |  |  | Per Meter | Finnolex | 0 | 40 % |  | IN STOCK | Copper | Armoured | BLACK | Class 2 (Stranded) | PVC | PVC | 10 |  | 650/1100V | 6 CORE | OEM | PVC | 10 SQMM X 6 CORE Armoured Copper CABLE | https://drive.google.com/file/d/1z7ePoSvhzs1yM8-4OOQDbTsb4igHTAQT/view?usp=sharing
2779 | HDC | Copper Armoured Cable - 2XWY / 2XFY (IS 7098 Pt-1 1988) | Copper Armoured Cable |  |  | Per Meter | Finnolex | 0 | 40 % |  | IN STOCK | Copper | Armoured | BLACK | Class 2 (Stranded) | PVC | PVC | 16 |  | 650/1100V | 6 CORE | OEM | PVC | 16 SQMM X 6 CORE Armoured Copper CABLE | https://drive.google.com/file/d/1z7ePoSvhzs1yM8-4OOQDbTsb4igHTAQT/view?usp=sharing
2780 | HDC | Copper Armoured Cable - 2XWY / 2XFY (IS 7098 Pt-1 1988) | Copper Armoured Cable |  |  | Per Meter | Finnolex | 0 | 40 % |  | IN STOCK | Copper | Armoured | BLACK | Class 2 (Stranded) | PVC | PVC | 25 |  | 650/1100V | 6 CORE | OEM | PVC | 25 SQMM X 6 CORE Armoured Copper CABLE | https://drive.google.com/file/d/1z7ePoSvhzs1yM8-4OOQDbTsb4igHTAQT/view?usp=sharing
2781 | HDC | Copper Armoured Cable - 2XWY / 2XFY (IS 7098 Pt-1 1988) | Copper Armoured Cable |  |  | Per Meter | Finnolex | 0 | 40 % |  | IN STOCK | Copper | Armoured | BLACK | Class 2 (Stranded) | PVC | PVC | 35 |  | 650/1100V | 6 CORE | OEM | PVC | 35 SQMM X 6 CORE Armoured Copper CABLE | https://drive.google.com/file/d/1z7ePoSvhzs1yM8-4OOQDbTsb4igHTAQT/view?usp=sharing
2782 | HDC | Copper Armoured Cable - 2XWY / 2XFY (IS 7098 Pt-1 1988) | Copper Armoured Cable |  |  | Per Meter | Finnolex | 0 | 40 % |  | IN STOCK | Copper | Armoured | BLACK | Class 2 (Stranded) | PVC | PVC | 50 |  | 650/1100V | 6 CORE | OEM | PVC | 50 SQMM X 6 CORE Armoured Copper CABLE | https://drive.google.com/file/d/1z7ePoSvhzs1yM8-4OOQDbTsb4igHTAQT/view?usp=sharing
2783 | HDC | Copper Armoured Cable - 2XWY / 2XFY (IS 7098 Pt-1 1988) | Copper Armoured Cable |  |  | Per Meter | Finnolex | 0 | 40 % |  | IN STOCK | Copper | Armoured | BLACK | Class 2 (Stranded) | PVC | PVC | 70 |  | 650/1100V | 6 CORE | OEM | PVC | 70 SQMM X 6 CORE Armoured Copper CABLE | https://drive.google.com/file/d/1z7ePoSvhzs1yM8-4OOQDbTsb4igHTAQT/view?usp=sharing
2784 | HDC | Copper Armoured Cable - 2XWY / 2XFY (IS 7098 Pt-1 1988) | Copper Armoured Cable |  |  | Per Meter | Finnolex | 0 | 40 % |  | IN STOCK | Copper | Armoured | BLACK | Class 2 (Stranded) | PVC | PVC | 95 |  | 650/1100V | 6 CORE | OEM | PVC | 95 SQMM X 6 CORE Armoured Copper CABLE | https://drive.google.com/file/d/1z7ePoSvhzs1yM8-4OOQDbTsb4igHTAQT/view?usp=sharing
2785 | HDC | Copper Armoured Cable - 2XWY / 2XFY (IS 7098 Pt-1 1988) | Copper Armoured Cable |  |  | Per Meter | Finnolex | 0 | 40 % |  | IN STOCK | Copper | Armoured | BLACK | Class 2 (Stranded) | PVC | PVC | 120 |  | 650/1100V | 6 CORE | OEM | PVC | 120 SQMM X 6 CORE Armoured Copper CABLE | https://drive.google.com/file/d/1z7ePoSvhzs1yM8-4OOQDbTsb4igHTAQT/view?usp=sharing
2786 | HDC | Copper Armoured Cable - 2XWY / 2XFY (IS 7098 Pt-1 1988) | Copper Armoured Cable |  |  | Per Meter | Finnolex | 0 | 40 % |  | IN STOCK | Copper | Armoured | BLACK | Class 2 (Stranded) | PVC | PVC | 150 |  | 650/1100V | 6 CORE | OEM | PVC | 150 SQMM X 6 CORE Armoured Copper CABLE | https://drive.google.com/file/d/1z7ePoSvhzs1yM8-4OOQDbTsb4igHTAQT/view?usp=sharing
2787 | HDC | Copper Armoured Cable - 2XWY / 2XFY (IS 7098 Pt-1 1988) | Copper Armoured Cable |  |  | Per Meter | Finnolex | 0 | 40 % |  | IN STOCK | Copper | Armoured | BLACK | Class 2 (Stranded) | PVC | PVC | 185 |  | 650/1100V | 6 CORE | OEM | PVC | 185 SQMM X 6 CORE Armoured Copper CABLE | https://drive.google.com/file/d/1z7ePoSvhzs1yM8-4OOQDbTsb4igHTAQT/view?usp=sharing
2788 | HDC | Copper Armoured Cable - 2XWY / 2XFY (IS 7098 Pt-1 1988) | Copper Armoured Cable |  |  | Per Meter | Finnolex | 0 | 40 % |  | IN STOCK | Copper | Armoured | BLACK | Class 2 (Stranded) | PVC | PVC | 240 |  | 650/1100V | 6 CORE | OEM | PVC | 240 SQMM X 6 CORE Armoured Copper CABLE | https://drive.google.com/file/d/1z7ePoSvhzs1yM8-4OOQDbTsb4igHTAQT/view?usp=sharing
2789 | HDC | Copper Armoured Cable - 2XWY / 2XFY (IS 7098 Pt-1 1988) | Copper Armoured Cable |  |  | Per Meter | Finnolex | 0 | 40 % |  | IN STOCK | Copper | Armoured | BLACK | Class 2 (Stranded) | PVC | PVC | 300 |  | 650/1100V | 6 CORE | OEM | PVC | 300 SQMM X 6 CORE Armoured Copper CABLE | https://drive.google.com/file/d/1z7ePoSvhzs1yM8-4OOQDbTsb4igHTAQT/view?usp=sharing
2790 | HDC | Copper Armoured Cable - 2XWY / 2XFY (IS 7098 Pt-1 1988) | Copper Armoured Cable |  |  | Per Meter | Finnolex | 0 | 40 % |  | IN STOCK | Copper | Armoured | BLACK | Class 2 (Stranded) | PVC | PVC | 400 |  | 650/1100V | 6 CORE | OEM | PVC | 400 SQMM X 6 CORE Armoured Copper CABLE | https://drive.google.com/file/d/1z7ePoSvhzs1yM8-4OOQDbTsb4igHTAQT/view?usp=sharing
2791 | HDC | Copper Armoured Cable - 2XWY / 2XFY (IS 7098 Pt-1 1988) | Copper Armoured Cable |  |  | Per Meter | Finnolex | 416.4 | 40 % | 694 | IN STOCK | Copper | Armoured | BLACK | Class 2 (Stranded) | PVC | PVC | 1.5 |  | 650/1100V | 6 CORE | OEM | PVC | 1.5 SQMM X 6 CORE Armoured Copper CABLE | https://drive.google.com/file/d/1z7ePoSvhzs1yM8-4OOQDbTsb4igHTAQT/view?usp=sharing
2792 | HDC | Copper Armoured Cable - 2XWY / 2XFY (IS 7098 Pt-1 1988) | Copper Armoured Cable |  |  | Per Meter | Finnolex | 595.8 | 40 % | 993 | IN STOCK | Copper | Armoured | BLACK | Class 2 (Stranded) | PVC | PVC | 2.5 |  | 650/1100V | 6 CORE | OEM | PVC | 2.5 SQMM X 6 CORE Armoured Copper CABLE | https://drive.google.com/file/d/1z7ePoSvhzs1yM8-4OOQDbTsb4igHTAQT/view?usp=sharing
2793 | HDC | Copper Armoured Cable - 2XWY / 2XFY (IS 7098 Pt-1 1988) | Copper Armoured Cable |  |  | Per Meter | Finnolex | 433.8 | 40 % | 723 | IN STOCK | Copper | Armoured | BLACK | Class 2 (Stranded) | PVC | PVC | 1.5 |  | 650/1100V | 7 CORE | OEM | PVC | 1.5 SQMM X 7 CORE Armoured Copper CABLE | https://drive.google.com/file/d/1yVUxsqGHnWVXobqmOu6H7Yy8077GdARF/view?usp=sharing
2794 | HDC | Copper Armoured Cable - 2XWY / 2XFY (IS 7098 Pt-1 1988) | Copper Armoured Cable |  |  | Per Meter | Finnolex | 693 | 40 % | 1155 | IN STOCK | Copper | Armoured | BLACK | Class 2 (Stranded) | PVC | PVC | 2.5 |  | 650/1100V | 7 CORE | OEM | PVC | 2.5 SQMM X 7 CORE Armoured Copper CABLE | https://drive.google.com/file/d/1yVUxsqGHnWVXobqmOu6H7Yy8077GdARF/view?usp=sharing
2795 | HDC | Copper Armoured Cable - 2XWY / 2XFY (IS 7098 Pt-1 1988) | Copper Armoured Cable |  |  | Per Meter | Finnolex | 493.2 | 40 % | 822 | IN STOCK | Copper | Armoured | BLACK | Class 2 (Stranded) | PVC | PVC | 1.5 |  | 650/1100V | 8 CORE | OEM | PVC | 1.5 SQMM X 8 CORE Armoured Copper CABLE | https://drive.google.com/file/d/1yVUxsqGHnWVXobqmOu6H7Yy8077GdARF/view?usp=sharing
2796 | HDC | Copper Armoured Cable - 2XWY / 2XFY (IS 7098 Pt-1 1988) | Copper Armoured Cable |  |  | Per Meter | Finnolex | 799.2 | 40 % | 1332 | IN STOCK | Copper | Armoured | BLACK | Class 2 (Stranded) | PVC | PVC | 2.5 |  | 650/1100V | 8 CORE | OEM | PVC | 2.5 SQMM X 8 CORE Armoured Copper CABLE | https://drive.google.com/file/d/1yVUxsqGHnWVXobqmOu6H7Yy8077GdARF/view?usp=sharing
2797 | HDC | H.T. XLPE Armoured Aluminium Cable | 6.6 KV (UE) / 11 KV (E) |  |  | Per Meter | Finnolex | 1085.4 | 40 % | 1809 | IN STOCK | Aluminium | Armoured (Strip Wire) | BLACK | Class 2 (Stranded) |  | XLPE | 3 X 35 |  | 6.6/11 kV | 3 CORE | OEM | PVC | 3 X 35 SQMM X 3 CORE Armoured (Strip Wire) Aluminium CABLE | https://drive.google.com/file/d/1D8fRxM6bg6k0cppVrzVhwV9Sv0Tixohd/view?usp=sharing
2798 | HDC | H.T. XLPE Armoured Aluminium Cable | 6.6 KV (UE) / 11 KV (E) - Round Wire |  |  | Per Meter | Finnolex | 1356.6 | 40 % | 2261 | IN STOCK | Aluminium | Armoured (Round Wire) | BLACK | Class 2 (Stranded) |  | XLPE | 3 X 35 |  | 6.6/11 kV | 3 CORE | OEM | PVC | 3 X 35 SQMM X 3 CORE Armoured (Round Wire) Aluminium CABLE | https://drive.google.com/file/d/1UvYgelIu-zfX-Xa21MTzoGaDpALyqEj6/view?usp=sharing
2799 | HDC | H.T. XLPE Armoured Aluminium Cable | 22 KV (E) |  |  | Per Meter | Finnolex | 0 | 40 % |  | IN STOCK | Aluminium | Armoured (Strip Wire) | BLACK | Class 2 (Stranded) |  | XLPE | 3 X 35 |  | 22 kV | 3 CORE | OEM | PVC | 3 X 35 SQMM X 3 CORE Armoured (Strip Wire) Aluminium CABLE | https://drive.google.com/file/d/1D8fRxM6bg6k0cppVrzVhwV9Sv0Tixohd/view?usp=sharing
2800 | HDC | H.T. XLPE Armoured Aluminium Cable | 22 KV (E) - Round Wire |  |  | Per Meter | Finnolex | 0 | 40 % |  | IN STOCK | Aluminium | Armoured (Round Wire) | BLACK | Class 2 (Stranded) |  | XLPE | 3 X 35 |  | 22 kV | 3 CORE | OEM | PVC | 3 X 35 SQMM X 3 CORE Armoured (Round Wire) Aluminium CABLE | https://drive.google.com/file/d/1UvYgelIu-zfX-Xa21MTzoGaDpALyqEj6/view?usp=sharing
2801 | HDC | H.T. XLPE Armoured Aluminium Cable | 33 KV (E) |  |  | Per Meter | Finnolex | 0 | 40 % |  | IN STOCK | Aluminium | Armoured (Strip Wire) | BLACK | Class 2 (Stranded) |  | XLPE | 3 X 35 |  | 33 kV | 3 CORE | OEM | PVC | 3 X 35 SQMM X 3 CORE Armoured (Strip Wire) Aluminium CABLE | https://drive.google.com/file/d/1D8fRxM6bg6k0cppVrzVhwV9Sv0Tixohd/view?usp=sharing
2802 | HDC | H.T. XLPE Armoured Aluminium Cable | 33 KV (E) - Round Wire |  |  | Per Meter | Finnolex | 0 | 40 % |  | IN STOCK | Aluminium | Armoured (Round Wire) | BLACK | Class 2 (Stranded) |  | XLPE | 3 X 35 |  | 33 kV | 3 CORE | OEM | PVC | 3 X 35 SQMM X 3 CORE Armoured (Round Wire) Aluminium CABLE | https://drive.google.com/file/d/1UvYgelIu-zfX-Xa21MTzoGaDpALyqEj6/view?usp=sharing
2803 | HDC | H.T. XLPE Armoured Aluminium Cable | 6.6 KV (UE) / 11 KV (E) |  |  | Per Meter | Finnolex | 1307.4 | 40 % | 2179 | IN STOCK | Aluminium | Armoured (Strip Wire) | BLACK | Class 2 (Stranded) |  | XLPE | 3 X 50 |  | 6.6/11 kV | 3 CORE | OEM | PVC | 3 X 50 SQMM X 3 CORE Armoured (Strip Wire) Aluminium CABLE | https://drive.google.com/file/d/1D8fRxM6bg6k0cppVrzVhwV9Sv0Tixohd/view?usp=sharing
2804 | HDC | H.T. XLPE Armoured Aluminium Cable | 6.6 KV (UE) / 11 KV (E) - Round Wire |  |  | Per Meter | Finnolex | 1634.4 | 40 % | 2724 | IN STOCK | Aluminium | Armoured (Round Wire) | BLACK | Class 2 (Stranded) |  | XLPE | 3 X 50 |  | 6.6/11 kV | 3 CORE | OEM | PVC | 3 X 50 SQMM X 3 CORE Armoured (Round Wire) Aluminium CABLE | https://drive.google.com/file/d/1UvYgelIu-zfX-Xa21MTzoGaDpALyqEj6/view?usp=sharing
2805 | HDC | H.T. XLPE Armoured Aluminium Cable | 22 KV (E) |  |  | Per Meter | Finnolex | 0 | 40 % |  | IN STOCK | Aluminium | Armoured (Strip Wire) | BLACK | Class 2 (Stranded) |  | XLPE | 3 X 50 |  | 22 kV | 3 CORE | OEM | PVC | 3 X 50 SQMM X 3 CORE Armoured (Strip Wire) Aluminium CABLE | https://drive.google.com/file/d/1D8fRxM6bg6k0cppVrzVhwV9Sv0Tixohd/view?usp=sharing
2806 | HDC | H.T. XLPE Armoured Aluminium Cable | 22 KV (E) - Round Wire |  |  | Per Meter | Finnolex | 0 | 40 % |  | IN STOCK | Aluminium | Armoured (Round Wire) | BLACK | Class 2 (Stranded) |  | XLPE | 3 X 50 |  | 22 kV | 3 CORE | OEM | PVC | 3 X 50 SQMM X 3 CORE Armoured (Round Wire) Aluminium CABLE | https://drive.google.com/file/d/1UvYgelIu-zfX-Xa21MTzoGaDpALyqEj6/view?usp=sharing
2807 | HDC | H.T. XLPE Armoured Aluminium Cable | 33 KV (E) |  |  | Per Meter | Finnolex | 0 | 40 % |  | IN STOCK | Aluminium | Armoured (Strip Wire) | BLACK | Class 2 (Stranded) |  | XLPE | 3 X 50 |  | 33 kV | 3 CORE | OEM | PVC | 3 X 50 SQMM X 3 CORE Armoured (Strip Wire) Aluminium CABLE | https://drive.google.com/file/d/1D8fRxM6bg6k0cppVrzVhwV9Sv0Tixohd/view?usp=sharing
2808 | HDC | H.T. XLPE Armoured Aluminium Cable | 33 KV (E) - Round Wire |  |  | Per Meter | Finnolex | 0 | 40 % |  | IN STOCK | Aluminium | Armoured (Round Wire) | BLACK | Class 2 (Stranded) |  | XLPE | 3 X 50 |  | 33 kV | 3 CORE | OEM | PVC | 3 X 50 SQMM X 3 CORE Armoured (Round Wire) Aluminium CABLE | https://drive.google.com/file/d/1UvYgelIu-zfX-Xa21MTzoGaDpALyqEj6/view?usp=sharing
2809 | HDC | H.T. XLPE Armoured Aluminium Cable | 6.6 KV (UE) / 11 KV (E) |  |  | Per Meter | Finnolex | 1587.6 | 40 % | 2646 | IN STOCK | Aluminium | Armoured (Strip Wire) | BLACK | Class 2 (Stranded) |  | XLPE | 3 X 70 |  | 6.6/11 kV | 3 CORE | OEM | PVC | 3 X 70 SQMM X 3 CORE Armoured (Strip Wire) Aluminium CABLE | https://drive.google.com/file/d/1D8fRxM6bg6k0cppVrzVhwV9Sv0Tixohd/view?usp=sharing
2810 | HDC | H.T. XLPE Armoured Aluminium Cable | 6.6 KV (UE) / 11 KV (E) - Round Wire |  |  | Per Meter | Finnolex | 1984.8 | 40 % | 3308 | IN STOCK | Aluminium | Armoured (Round Wire) | BLACK | Class 2 (Stranded) |  | XLPE | 3 X 70 |  | 6.6/11 kV | 3 CORE | OEM | PVC | 3 X 70 SQMM X 3 CORE Armoured (Round Wire) Aluminium CABLE | https://drive.google.com/file/d/1UvYgelIu-zfX-Xa21MTzoGaDpALyqEj6/view?usp=sharing
2811 | HDC | H.T. XLPE Armoured Aluminium Cable | 22 KV (E) |  |  | Per Meter | Finnolex | 0 | 40 % |  | IN STOCK | Aluminium | Armoured (Strip Wire) | BLACK | Class 2 (Stranded) |  | XLPE | 3 X 70 |  | 22 kV | 3 CORE | OEM | PVC | 3 X 70 SQMM X 3 CORE Armoured (Strip Wire) Aluminium CABLE | https://drive.google.com/file/d/1D8fRxM6bg6k0cppVrzVhwV9Sv0Tixohd/view?usp=sharing
2812 | HDC | H.T. XLPE Armoured Aluminium Cable | 22 KV (E) - Round Wire |  |  | Per Meter | Finnolex | 0 | 40 % |  | IN STOCK | Aluminium | Armoured (Round Wire) | BLACK | Class 2 (Stranded) |  | XLPE | 3 X 70 |  | 22 kV | 3 CORE | OEM | PVC | 3 X 70 SQMM X 3 CORE Armoured (Round Wire) Aluminium CABLE | https://drive.google.com/file/d/1UvYgelIu-zfX-Xa21MTzoGaDpALyqEj6/view?usp=sharing
2813 | HDC | H.T. XLPE Armoured Aluminium Cable | 33 KV (E) |  |  | Per Meter | Finnolex | 0 | 40 % |  | IN STOCK | Aluminium | Armoured (Strip Wire) | BLACK | Class 2 (Stranded) |  | XLPE | 3 X 70 |  | 33 kV | 3 CORE | OEM | PVC | 3 X 70 SQMM X 3 CORE Armoured (Strip Wire) Aluminium CABLE | https://drive.google.com/file/d/1D8fRxM6bg6k0cppVrzVhwV9Sv0Tixohd/view?usp=sharing
2814 | HDC | H.T. XLPE Armoured Aluminium Cable | 33 KV (E) - Round Wire |  |  | Per Meter | Finnolex | 0 | 40 % |  | IN STOCK | Aluminium | Armoured (Round Wire) | BLACK | Class 2 (Stranded) |  | XLPE | 3 X 70 |  | 33 kV | 3 CORE | OEM | PVC | 3 X 70 SQMM X 3 CORE Armoured (Round Wire) Aluminium CABLE | https://drive.google.com/file/d/1UvYgelIu-zfX-Xa21MTzoGaDpALyqEj6/view?usp=sharing
2815 | HDC | H.T. XLPE Armoured Aluminium Cable | 6.6 KV (UE) / 11 KV (E) |  |  | Per Meter | Finnolex | 1894.8 | 40 % | 3158 | IN STOCK | Aluminium | Armoured (Strip Wire) | BLACK | Class 2 (Stranded) |  | XLPE | 3 X 95 |  | 6.6/11 kV | 3 CORE | OEM | PVC | 3 X 95 SQMM X 3 CORE Armoured (Strip Wire) Aluminium CABLE | https://drive.google.com/file/d/1D8fRxM6bg6k0cppVrzVhwV9Sv0Tixohd/view?usp=sharing
2816 | HDC | H.T. XLPE Armoured Aluminium Cable | 6.6 KV (UE) / 11 KV (E) - Round Wire |  |  | Per Meter | Finnolex | 2368.8 | 40 % | 3948 | IN STOCK | Aluminium | Armoured (Round Wire) | BLACK | Class 2 (Stranded) |  | XLPE | 3 X 95 |  | 6.6/11 kV | 3 CORE | OEM | PVC | 3 X 95 SQMM X 3 CORE Armoured (Round Wire) Aluminium CABLE | https://drive.google.com/file/d/1UvYgelIu-zfX-Xa21MTzoGaDpALyqEj6/view?usp=sharing
2817 | HDC | H.T. XLPE Armoured Aluminium Cable | 22 KV (E) |  |  | Per Meter | Finnolex | 2442.6 | 40 % | 4071 | IN STOCK | Aluminium | Armoured (Strip Wire) | BLACK | Class 2 (Stranded) |  | XLPE | 3 X 95 |  | 22 kV | 3 CORE | OEM | PVC | 3 X 95 SQMM X 3 CORE Armoured (Strip Wire) Aluminium CABLE | https://drive.google.com/file/d/1D8fRxM6bg6k0cppVrzVhwV9Sv0Tixohd/view?usp=sharing
2818 | HDC | H.T. XLPE Armoured Aluminium Cable | 22 KV (E) - Round Wire |  |  | Per Meter | Finnolex | 3053.4 | 40 % | 5089 | IN STOCK | Aluminium | Armoured (Round Wire) | BLACK | Class 2 (Stranded) |  | XLPE | 3 X 95 |  | 22 kV | 3 CORE | OEM | PVC | 3 X 95 SQMM X 3 CORE Armoured (Round Wire) Aluminium CABLE | https://drive.google.com/file/d/1UvYgelIu-zfX-Xa21MTzoGaDpALyqEj6/view?usp=sharing
2819 | HDC | H.T. XLPE Armoured Aluminium Cable | 33 KV (E) |  |  | Per Meter | Finnolex | 3121.2 | 40 % | 5202 | IN STOCK | Aluminium | Armoured (Strip Wire) | BLACK | Class 2 (Stranded) |  | XLPE | 3 X 95 |  | 33 kV | 3 CORE | OEM | PVC | 3 X 95 SQMM X 3 CORE Armoured (Strip Wire) Aluminium CABLE | https://drive.google.com/file/d/1D8fRxM6bg6k0cppVrzVhwV9Sv0Tixohd/view?usp=sharing
2820 | HDC | H.T. XLPE Armoured Aluminium Cable | 33 KV (E) - Round Wire |  |  | Per Meter | Finnolex | 3901.8 | 40 % | 6503 | IN STOCK | Aluminium | Armoured (Round Wire) | BLACK | Class 2 (Stranded) |  | XLPE | 3 X 95 |  | 33 kV | 3 CORE | OEM | PVC | 3 X 95 SQMM X 3 CORE Armoured (Round Wire) Aluminium CABLE | https://drive.google.com/file/d/1UvYgelIu-zfX-Xa21MTzoGaDpALyqEj6/view?usp=sharing
2821 | HDC | H.T. XLPE Armoured Aluminium Cable | 6.6 KV (UE) / 11 KV (E) |  |  | Per Meter | Finnolex | 2224.2 | 40 % | 3707 | IN STOCK | Aluminium | Armoured (Strip Wire) | BLACK | Class 2 (Stranded) |  | XLPE | 3 X 120 |  | 6.6/11 kV | 3 CORE | OEM | PVC | 3 X 120 SQMM X 3 CORE Armoured (Strip Wire) Aluminium CABLE | https://drive.google.com/file/d/1D8fRxM6bg6k0cppVrzVhwV9Sv0Tixohd/view?usp=sharing
2822 | HDC | H.T. XLPE Armoured Aluminium Cable | 6.6 KV (UE) / 11 KV (E) - Round Wire |  |  | Per Meter | Finnolex | 2780.4 | 40 % | 4634 | IN STOCK | Aluminium | Armoured (Round Wire) | BLACK | Class 2 (Stranded) |  | XLPE | 3 X 120 |  | 6.6/11 kV | 3 CORE | OEM | PVC | 3 X 120 SQMM X 3 CORE Armoured (Round Wire) Aluminium CABLE | https://drive.google.com/file/d/1UvYgelIu-zfX-Xa21MTzoGaDpALyqEj6/view?usp=sharing
2823 | HDC | H.T. XLPE Armoured Aluminium Cable | 22 KV (E) |  |  | Per Meter | Finnolex | 2723.4 | 40 % | 4539 | IN STOCK | Aluminium | Armoured (Strip Wire) | BLACK | Class 2 (Stranded) |  | XLPE | 3 X 120 |  | 22 kV | 3 CORE | OEM | PVC | 3 X 120 SQMM X 3 CORE Armoured (Strip Wire) Aluminium CABLE | https://drive.google.com/file/d/1D8fRxM6bg6k0cppVrzVhwV9Sv0Tixohd/view?usp=sharing
2824 | HDC | H.T. XLPE Armoured Aluminium Cable | 22 KV (E) - Round Wire |  |  | Per Meter | Finnolex | 3404.4 | 40 % | 5674 | IN STOCK | Aluminium | Armoured (Round Wire) | BLACK | Class 2 (Stranded) |  | XLPE | 3 X 120 |  | 22 kV | 3 CORE | OEM | PVC | 3 X 120 SQMM X 3 CORE Armoured (Round Wire) Aluminium CABLE | https://drive.google.com/file/d/1UvYgelIu-zfX-Xa21MTzoGaDpALyqEj6/view?usp=sharing
2825 | HDC | H.T. XLPE Armoured Aluminium Cable | 33 KV (E) |  |  | Per Meter | Finnolex | 3500.4 | 40 % | 5834 | IN STOCK | Aluminium | Armoured (Strip Wire) | BLACK | Class 2 (Stranded) |  | XLPE | 3 X 120 |  | 33 kV | 3 CORE | OEM | PVC | 3 X 120 SQMM X 3 CORE Armoured (Strip Wire) Aluminium CABLE | https://drive.google.com/file/d/1D8fRxM6bg6k0cppVrzVhwV9Sv0Tixohd/view?usp=sharing
2826 | HDC | H.T. XLPE Armoured Aluminium Cable | 33 KV (E) - Round Wire |  |  | Per Meter | Finnolex | 4375.8 | 40 % | 7293 | IN STOCK | Aluminium | Armoured (Round Wire) | BLACK | Class 2 (Stranded) |  | XLPE | 3 X 120 |  | 33 kV | 3 CORE | OEM | PVC | 3 X 120 SQMM X 3 CORE Armoured (Round Wire) Aluminium CABLE | https://drive.google.com/file/d/1UvYgelIu-zfX-Xa21MTzoGaDpALyqEj6/view?usp=sharing
2827 | HDC | H.T. XLPE Armoured Aluminium Cable | 6.6 KV (UE) / 11 KV (E) |  |  | Per Meter | Finnolex | 2602.2 | 40 % | 4337 | IN STOCK | Aluminium | Armoured (Strip Wire) | BLACK | Class 2 (Stranded) |  | XLPE | 3 X 150 |  | 6.6/11 kV | 3 CORE | OEM | PVC | 3 X 150 SQMM X 3 CORE Armoured (Strip Wire) Aluminium CABLE | https://drive.google.com/file/d/1D8fRxM6bg6k0cppVrzVhwV9Sv0Tixohd/view?usp=sharing
2828 | HDC | H.T. XLPE Armoured Aluminium Cable | 6.6 KV (UE) / 11 KV (E) - Round Wire |  |  | Per Meter | Finnolex | 3252.6 | 40 % | 5421 | IN STOCK | Aluminium | Armoured (Round Wire) | BLACK | Class 2 (Stranded) |  | XLPE | 3 X 150 |  | 6.6/11 kV | 3 CORE | OEM | PVC | 3 X 150 SQMM X 3 CORE Armoured (Round Wire) Aluminium CABLE | https://drive.google.com/file/d/1UvYgelIu-zfX-Xa21MTzoGaDpALyqEj6/view?usp=sharing
2829 | HDC | H.T. XLPE Armoured Aluminium Cable | 22 KV (E) |  |  | Per Meter | Finnolex | 3267 | 40 % | 5445 | IN STOCK | Aluminium | Armoured (Strip Wire) | BLACK | Class 2 (Stranded) |  | XLPE | 3 X 150 |  | 22 kV | 3 CORE | OEM | PVC | 3 X 150 SQMM X 3 CORE Armoured (Strip Wire) Aluminium CABLE | https://drive.google.com/file/d/1D8fRxM6bg6k0cppVrzVhwV9Sv0Tixohd/view?usp=sharing
2830 | HDC | H.T. XLPE Armoured Aluminium Cable | 22 KV (E) - Round Wire |  |  | Per Meter | Finnolex | 4083.6 | 40 % | 6806 | IN STOCK | Aluminium | Armoured (Round Wire) | BLACK | Class 2 (Stranded) |  | XLPE | 3 X 150 |  | 22 kV | 3 CORE | OEM | PVC | 3 X 150 SQMM X 3 CORE Armoured (Round Wire) Aluminium CABLE | https://drive.google.com/file/d/1UvYgelIu-zfX-Xa21MTzoGaDpALyqEj6/view?usp=sharing
2831 | HDC | H.T. XLPE Armoured Aluminium Cable | 33 KV (E) |  |  | Per Meter | Finnolex | 4075.2 | 40 % | 6792 | IN STOCK | Aluminium | Armoured (Strip Wire) | BLACK | Class 2 (Stranded) |  | XLPE | 3 X 150 |  | 33 kV | 3 CORE | OEM | PVC | 3 X 150 SQMM X 3 CORE Armoured (Strip Wire) Aluminium CABLE | https://drive.google.com/file/d/1D8fRxM6bg6k0cppVrzVhwV9Sv0Tixohd/view?usp=sharing
2832 | HDC | H.T. XLPE Armoured Aluminium Cable | 33 KV (E) - Round Wire |  |  | Per Meter | Finnolex | 5094 | 40 % | 8490 | IN STOCK | Aluminium | Armoured (Round Wire) | BLACK | Class 2 (Stranded) |  | XLPE | 3 X 150 |  | 33 kV | 3 CORE | OEM | PVC | 3 X 150 SQMM X 3 CORE Armoured (Round Wire) Aluminium CABLE | https://drive.google.com/file/d/1UvYgelIu-zfX-Xa21MTzoGaDpALyqEj6/view?usp=sharing
2833 | HDC | H.T. XLPE Armoured Aluminium Cable | 6.6 KV (UE) / 11 KV (E) |  |  | Per Meter | Finnolex | 3051.6 | 40 % | 5086 | IN STOCK | Aluminium | Armoured (Strip Wire) | BLACK | Class 2 (Stranded) |  | XLPE | 3 X 185 |  | 6.6/11 kV | 3 CORE | OEM | PVC | 3 X 185 SQMM X 3 CORE Armoured (Strip Wire) Aluminium CABLE | https://drive.google.com/file/d/1D8fRxM6bg6k0cppVrzVhwV9Sv0Tixohd/view?usp=sharing
2834 | HDC | H.T. XLPE Armoured Aluminium Cable | 6.6 KV (UE) / 11 KV (E) - Round Wire |  |  | Per Meter | Finnolex | 3814.8 | 40 % | 6358 | IN STOCK | Aluminium | Armoured (Round Wire) | BLACK | Class 2 (Stranded) |  | XLPE | 3 X 185 |  | 6.6/11 kV | 3 CORE | OEM | PVC | 3 X 185 SQMM X 3 CORE Armoured (Round Wire) Aluminium CABLE | https://drive.google.com/file/d/1UvYgelIu-zfX-Xa21MTzoGaDpALyqEj6/view?usp=sharing
2835 | HDC | H.T. XLPE Armoured Aluminium Cable | 22 KV (E) |  |  | Per Meter | Finnolex | 3598.2 | 40 % | 5997 | IN STOCK | Aluminium | Armoured (Strip Wire) | BLACK | Class 2 (Stranded) |  | XLPE | 3 X 185 |  | 22 kV | 3 CORE | OEM | PVC | 3 X 185 SQMM X 3 CORE Armoured (Strip Wire) Aluminium CABLE | https://drive.google.com/file/d/1D8fRxM6bg6k0cppVrzVhwV9Sv0Tixohd/view?usp=sharing
2836 | HDC | H.T. XLPE Armoured Aluminium Cable | 22 KV (E) - Round Wire |  |  | Per Meter | Finnolex | 4497.6 | 40 % | 7496 | IN STOCK | Aluminium | Armoured (Round Wire) | BLACK | Class 2 (Stranded) |  | XLPE | 3 X 185 |  | 22 kV | 3 CORE | OEM | PVC | 3 X 185 SQMM X 3 CORE Armoured (Round Wire) Aluminium CABLE | https://drive.google.com/file/d/1UvYgelIu-zfX-Xa21MTzoGaDpALyqEj6/view?usp=sharing
2837 | HDC | H.T. XLPE Armoured Aluminium Cable | 33 KV (E) |  |  | Per Meter | Finnolex | 4489.2 | 40 % | 7482 | IN STOCK | Aluminium | Armoured (Strip Wire) | BLACK | Class 2 (Stranded) |  | XLPE | 3 X 185 |  | 33 kV | 3 CORE | OEM | PVC | 3 X 185 SQMM X 3 CORE Armoured (Strip Wire) Aluminium CABLE | https://drive.google.com/file/d/1D8fRxM6bg6k0cppVrzVhwV9Sv0Tixohd/view?usp=sharing
2838 | HDC | H.T. XLPE Armoured Aluminium Cable | 33 KV (E) - Round Wire |  |  | Per Meter | Finnolex | 5611.8 | 40 % | 9353 | IN STOCK | Aluminium | Armoured (Round Wire) | BLACK | Class 2 (Stranded) |  | XLPE | 3 X 185 |  | 33 kV | 3 CORE | OEM | PVC | 3 X 185 SQMM X 3 CORE Armoured (Round Wire) Aluminium CABLE | https://drive.google.com/file/d/1UvYgelIu-zfX-Xa21MTzoGaDpALyqEj6/view?usp=sharing
2839 | HDC | H.T. XLPE Armoured Aluminium Cable | 6.6 KV (UE) / 11 KV (E) |  |  | Per Meter | Finnolex | 3880.8 | 40 % | 6468 | IN STOCK | Aluminium | Armoured (Strip Wire) | BLACK | Class 2 (Stranded) |  | XLPE | 3 X 240 |  | 6.6/11 kV | 3 CORE | OEM | PVC | 3 X 240 SQMM X 3 CORE Armoured (Strip Wire) Aluminium CABLE | https://drive.google.com/file/d/1D8fRxM6bg6k0cppVrzVhwV9Sv0Tixohd/view?usp=sharing
2840 | HDC | H.T. XLPE Armoured Aluminium Cable | 6.6 KV (UE) / 11 KV (E) - Round Wire |  |  | Per Meter | Finnolex | 4851 | 40 % | 8085 | IN STOCK | Aluminium | Armoured (Round Wire) | BLACK | Class 2 (Stranded) |  | XLPE | 3 X 240 |  | 6.6/11 kV | 3 CORE | OEM | PVC | 3 X 240 SQMM X 3 CORE Armoured (Round Wire) Aluminium CABLE | https://drive.google.com/file/d/1UvYgelIu-zfX-Xa21MTzoGaDpALyqEj6/view?usp=sharing
2841 | HDC | H.T. XLPE Armoured Aluminium Cable | 22 KV (E) |  |  | Per Meter | Finnolex | 4302.6 | 40 % | 7171 | IN STOCK | Aluminium | Armoured (Strip Wire) | BLACK | Class 2 (Stranded) |  | XLPE | 3 X 240 |  | 22 kV | 3 CORE | OEM | PVC | 3 X 240 SQMM X 3 CORE Armoured (Strip Wire) Aluminium CABLE | https://drive.google.com/file/d/1D8fRxM6bg6k0cppVrzVhwV9Sv0Tixohd/view?usp=sharing
2842 | HDC | H.T. XLPE Armoured Aluminium Cable | 22 KV (E) - Round Wire |  |  | Per Meter | Finnolex | 5378.4 | 40 % | 8964 | IN STOCK | Aluminium | Armoured (Round Wire) | BLACK | Class 2 (Stranded) |  | XLPE | 3 X 240 |  | 22 kV | 3 CORE | OEM | PVC | 3 X 240 SQMM X 3 CORE Armoured (Round Wire) Aluminium CABLE | https://drive.google.com/file/d/1UvYgelIu-zfX-Xa21MTzoGaDpALyqEj6/view?usp=sharing
2843 | HDC | H.T. XLPE Armoured Aluminium Cable | 33 KV (E) |  |  | Per Meter | Finnolex | 5167.2 | 40 % | 8612 | IN STOCK | Aluminium | Armoured (Strip Wire) | BLACK | Class 2 (Stranded) |  | XLPE | 3 X 240 |  | 33 kV | 3 CORE | OEM | PVC | 3 X 240 SQMM X 3 CORE Armoured (Strip Wire) Aluminium CABLE | https://drive.google.com/file/d/1D8fRxM6bg6k0cppVrzVhwV9Sv0Tixohd/view?usp=sharing
2844 | HDC | H.T. XLPE Armoured Aluminium Cable | 33 KV (E) - Round Wire |  |  | Per Meter | Finnolex | 6459 | 40 % | 10765 | IN STOCK | Aluminium | Armoured (Round Wire) | BLACK | Class 2 (Stranded) |  | XLPE | 3 X 240 |  | 33 kV | 3 CORE | OEM | PVC | 3 X 240 SQMM X 3 CORE Armoured (Round Wire) Aluminium CABLE | https://drive.google.com/file/d/1UvYgelIu-zfX-Xa21MTzoGaDpALyqEj6/view?usp=sharing
2845 | HDC | H.T. XLPE Armoured Aluminium Cable | 6.6 KV (UE) / 11 KV (E) |  |  | Per Meter | Finnolex | 4408.8 | 40 % | 7348 | IN STOCK | Aluminium | Armoured (Strip Wire) | BLACK | Class 2 (Stranded) |  | XLPE | 3 X 300 |  | 6.6/11 kV | 3 CORE | OEM | PVC | 3 X 300 SQMM X 3 CORE Armoured (Strip Wire) Aluminium CABLE | https://drive.google.com/file/d/1D8fRxM6bg6k0cppVrzVhwV9Sv0Tixohd/view?usp=sharing
2846 | HDC | H.T. XLPE Armoured Aluminium Cable | 6.6 KV (UE) / 11 KV (E) - Round Wire |  |  | Per Meter | Finnolex | 5511 | 40 % | 9185 | IN STOCK | Aluminium | Armoured (Round Wire) | BLACK | Class 2 (Stranded) |  | XLPE | 3 X 300 |  | 6.6/11 kV | 3 CORE | OEM | PVC | 3 X 300 SQMM X 3 CORE Armoured (Round Wire) Aluminium CABLE | https://drive.google.com/file/d/1UvYgelIu-zfX-Xa21MTzoGaDpALyqEj6/view?usp=sharing
2847 | HDC | H.T. XLPE Armoured Aluminium Cable | 22 KV (E) |  |  | Per Meter | Finnolex | 5122.8 | 40 % | 8538 | IN STOCK | Aluminium | Armoured (Strip Wire) | BLACK | Class 2 (Stranded) |  | XLPE | 3 X 300 |  | 22 kV | 3 CORE | OEM | PVC | 3 X 300 SQMM X 3 CORE Armoured (Strip Wire) Aluminium CABLE | https://drive.google.com/file/d/1D8fRxM6bg6k0cppVrzVhwV9Sv0Tixohd/view?usp=sharing
2848 | HDC | H.T. XLPE Armoured Aluminium Cable | 22 KV (E) - Round Wire |  |  | Per Meter | Finnolex | 6403.8 | 40 % | 10673 | IN STOCK | Aluminium | Armoured (Round Wire) | BLACK | Class 2 (Stranded) |  | XLPE | 3 X 300 |  | 22 kV | 3 CORE | OEM | PVC | 3 X 300 SQMM X 3 CORE Armoured (Round Wire) Aluminium CABLE | https://drive.google.com/file/d/1UvYgelIu-zfX-Xa21MTzoGaDpALyqEj6/view?usp=sharing
2849 | HDC | H.T. XLPE Armoured Aluminium Cable | 33 KV (E) |  |  | Per Meter | Finnolex | 5909.4 | 40 % | 9849 | IN STOCK | Aluminium | Armoured (Strip Wire) | BLACK | Class 2 (Stranded) |  | XLPE | 3 X 300 |  | 33 kV | 3 CORE | OEM | PVC | 3 X 300 SQMM X 3 CORE Armoured (Strip Wire) Aluminium CABLE | https://drive.google.com/file/d/1D8fRxM6bg6k0cppVrzVhwV9Sv0Tixohd/view?usp=sharing
2850 | HDC | H.T. XLPE Armoured Aluminium Cable | 33 KV (E) - Round Wire |  |  | Per Meter | Finnolex | 7386.6 | 40 % | 12311 | IN STOCK | Aluminium | Armoured (Round Wire) | BLACK | Class 2 (Stranded) |  | XLPE | 3 X 300 |  | 33 kV | 3 CORE | OEM | PVC | 3 X 300 SQMM X 3 CORE Armoured (Round Wire) Aluminium CABLE | https://drive.google.com/file/d/1UvYgelIu-zfX-Xa21MTzoGaDpALyqEj6/view?usp=sharing
2851 | HDC | H.T. XLPE Armoured Aluminium Cable | 6.6 KV (UE) / 11 KV (E) |  |  | Per Meter | Finnolex | 5616.6 | 40 % | 9361 | IN STOCK | Aluminium | Armoured (Strip Wire) | BLACK | Class 2 (Stranded) |  | XLPE | 3 X 400 |  | 6.6/11 kV | 3 CORE | OEM | PVC | 3 X 400 SQMM X 3 CORE Armoured (Strip Wire) Aluminium CABLE | https://drive.google.com/file/d/1D8fRxM6bg6k0cppVrzVhwV9Sv0Tixohd/view?usp=sharing
2852 | HDC | H.T. XLPE Armoured Aluminium Cable | 6.6 KV (UE) / 11 KV (E) - Round Wire |  |  | Per Meter | Finnolex | 7020.6 | 40 % | 11701 | IN STOCK | Aluminium | Armoured (Round Wire) | BLACK | Class 2 (Stranded) |  | XLPE | 3 X 400 |  | 6.6/11 kV | 3 CORE | OEM | PVC | 3 X 400 SQMM X 3 CORE Armoured (Round Wire) Aluminium CABLE | https://drive.google.com/file/d/1UvYgelIu-zfX-Xa21MTzoGaDpALyqEj6/view?usp=sharing
2853 | HDC | H.T. XLPE Armoured Aluminium Cable | 22 KV (E) |  |  | Per Meter | Finnolex | 6290.4 | 40 % | 10484 | IN STOCK | Aluminium | Armoured (Strip Wire) | BLACK | Class 2 (Stranded) |  | XLPE | 3 X 400 |  | 22 kV | 3 CORE | OEM | PVC | 3 X 400 SQMM X 3 CORE Armoured (Strip Wire) Aluminium CABLE | https://drive.google.com/file/d/1D8fRxM6bg6k0cppVrzVhwV9Sv0Tixohd/view?usp=sharing
2854 | HDC | H.T. XLPE Armoured Aluminium Cable | 22 KV (E) - Round Wire |  |  | Per Meter | Finnolex | 7863 | 40 % | 13105 | IN STOCK | Aluminium | Armoured (Round Wire) | BLACK | Class 2 (Stranded) |  | XLPE | 3 X 400 |  | 22 kV | 3 CORE | OEM | PVC | 3 X 400 SQMM X 3 CORE Armoured (Round Wire) Aluminium CABLE | https://drive.google.com/file/d/1UvYgelIu-zfX-Xa21MTzoGaDpALyqEj6/view?usp=sharing
2855 | HDC | H.T. XLPE Armoured Aluminium Cable | 33 KV (E) |  |  | Per Meter | Finnolex | 7078.2 | 40 % | 11797 | IN STOCK | Aluminium | Armoured (Strip Wire) | BLACK | Class 2 (Stranded) |  | XLPE | 3 X 400 |  | 33 kV | 3 CORE | OEM | PVC | 3 X 400 SQMM X 3 CORE Armoured (Strip Wire) Aluminium CABLE | https://drive.google.com/file/d/1D8fRxM6bg6k0cppVrzVhwV9Sv0Tixohd/view?usp=sharing
2856 | HDC | H.T. XLPE Armoured Aluminium Cable | 33 KV (E) - Round Wire |  |  | Per Meter | Finnolex | 8847.6 | 40 % | 14746 | IN STOCK | Aluminium | Armoured (Round Wire) | BLACK | Class 2 (Stranded) |  | XLPE | 3 X 400 |  | 33 kV | 3 CORE | OEM | PVC | 3 X 400 SQMM X 3 CORE Armoured (Round Wire) Aluminium CABLE | https://drive.google.com/file/d/1UvYgelIu-zfX-Xa21MTzoGaDpALyqEj6/view?usp=sharing

## switch gears
sr no. | Product_Category | Subcategory | Product_Description | HSN_Code | Poles_Phase | Current_Rating_A | Voltage_Rating_V | Breaking_Capacity_kA | Trip Characteristic_Curve | Sensitivity_mA | BRAND | images | Execution_Mounting | Auxiliary_Contacts | Frame_Size | Std_Pkg_Qty | Discounted Rate | Discount | Rate (Rs.) | Pricing | Notes_Specifications | Product Name
1 | Switching & Control | Power Contactors | 3 Pole Power Contactor Type MO 9 (AC3: 9A, AC1: 30A) | 8536 | 3P | 9 | 415V AC |  |  |  | LK | https://drive.google.com/file/d/1eTsEfpaEPt_HMo_y72ypUTSN_vpBi67b/view?usp=sharing |  | 1 NO 1NC | Fr 0 | 2026-10-10 | 1782 | 40 % | 2970 | Per Unit | Conforms to IS/IEC 60947-4-1. Common coil for 50 & 60Hz | Power Contactors 3P 9A
2 | Switching & Control | Power Contactors | 3 Pole Power Contactor Type MO 9 (AC3: 9A, AC1: 30A) | 8536 | 3P | 9 | 415V AC |  |  |  | LK | https://drive.google.com/file/d/1eTsEfpaEPt_HMo_y72ypUTSN_vpBi67b/view?usp=sharing |  | 1 NO | Fr 0 | 10 | 1992 | 40 % | 3320 | Per Unit | Conforms to IS/IEC 60947-4-1. Common coil for 50 & 60Hz | Power Contactors 3P 9A
3 | Switching & Control | Power Contactors | 3 Pole Power Contactor Type MO 32 (AC3: 32A, AC1: 50A) | 8536 | 3P | 32 | 415V AC |  |  |  | LK | https://drive.google.com/file/d/1eTsEfpaEPt_HMo_y72ypUTSN_vpBi67b/view?usp=sharing |  | # | Fr 1 | 10 | 5856 | 40 % | 9760 | Per Unit | Conforms to IS/IEC 60947-4-1. Common coil for 50 & 60Hz | Power Contactors 3P 32A
4 | Switching & Control | Power Contactors | 3 Pole Power Contactor Type MO 95 (AC3: 95A, AC1: 125A) | 8536 | 3P | 95 | 415V AC |  |  |  | LK | https://drive.google.com/file/d/1eTsEfpaEPt_HMo_y72ypUTSN_vpBi67b/view?usp=sharing |  | # | Fr 3 | 1 | 27306 | 40 % | 45510 | Per Unit | Conforms to IS/IEC 60947-4-1. Common coil for 50 & 60Hz | Power Contactors 3P 95A
5 | Switching & Control | Power Contactors | 3 Pole Power Contactor Type MO 250 (AC3: 250A, AC1: 400A) | 8536 | 3P | 250 | 415V AC |  |  |  | LK | https://drive.google.com/file/d/1eTsEfpaEPt_HMo_y72ypUTSN_vpBi67b/view?usp=sharing |  | 2 NO + 2 NC | Fr 5* | 1 | 91548 | 40 % | 152580 | Per Unit | Conforms to IS/IEC 60947-4-1. Common coil for 50 & 60Hz | Power Contactors 3P 250A
6 | Switching & Control | Power Contactors | 2 Pole Power Contactor Type MNX 9-2P | 8536 | 2P | 9 | 240V AC |  |  |  | LK | https://drive.google.com/file/d/1RX9ZoKfCHSLDsdJbu0qrlS31CVhWk6ha/view?usp=sharing |  | 1 NO | Fr 1 | 10 | 792 | 40 % | 1320 | Per Unit |  | Power Contactors 2P 9A
7 | Switching & Control | Power Contactors | 2 Pole Power Contactor Type MNX 12-2P | 8536 | 2P | 12 | 240V AC |  |  |  | LK | https://drive.google.com/file/d/1RX9ZoKfCHSLDsdJbu0qrlS31CVhWk6ha/view?usp=sharing |  | 1 NO | Fr 1 | 10 | 918 | 40 % | 1530 | Per Unit |  | Power Contactors 2P 12A
8 | Switching & Control | Power Contactors | 2 Pole Power Contactor Type MNX 32-2P | 8536 | 2P | 32 | 240V AC |  |  |  | LK | https://drive.google.com/file/d/1RX9ZoKfCHSLDsdJbu0qrlS31CVhWk6ha/view?usp=sharing |  | # | Fr 2 | 10 | 2712 | 40 % | 4520 | Per Unit |  | Power Contactors 2P 32A
9 | Powergear | Changeover Switches | Manual Changeover Switch in Sheet Steel Enclosure Type CO1-63 (63 A) | 8536 | 4P | 63 | 415V AC |  |  |  | LK | https://drive.google.com/file/d/1ANfZjTdBSUBjTQOuiVW1jkRHzSmcDNE1/view?usp=sharing | SS Enclosure |  | Fr 1 | 1 | 7590 | 40 % | 12650 | Per Unit |  | Changeover Switches 4P 63A
10 | Powergear | Changeover Switches | Manual Changeover Switch in Sheet Steel Enclosure Type CO2-125 (125 A) | 8536 | 4P | 125 | 415V AC |  |  |  | LK | https://drive.google.com/file/d/1ANfZjTdBSUBjTQOuiVW1jkRHzSmcDNE1/view?usp=sharing | SS Enclosure |  | Fr 2 | 1 | 14874 | 40 % | 24790 | Per Unit |  | Changeover Switches 4P 125A
11 | Powergear | Changeover Switches | Manual Changeover Switch in Sheet Steel Enclosure Type CO4-400 (400 A) | 8536 | 4P | 400 | 415V AC |  |  |  | LK | https://drive.google.com/file/d/1ANfZjTdBSUBjTQOuiVW1jkRHzSmcDNE1/view?usp=sharing | SS Enclosure |  | Fr 4 | 1 | 34686 | 40 % | 57810 | Per Unit |  | Changeover Switches 4P 400A
12 | Powergear | HRC Fuses | Cylindrical HRC Fuse Link Type HF (50 A, Size 14 X 5 1) | 8536 |  | 50 |  |  |  |  | LK | https://drive.google.com/file/d/1ANfZjTdBSUBjTQOuiVW1jkRHzSmcDNE1/view?usp=sharing |  |  | 14 X 5 1 | 30 | 342 | 40 % | 570 | Per Unit |  | HRC Fuses 50A
13 | Powergear | HRC Fuses | Cylindrical HRC Fuse Link Type HF (63 A, Size 14 X 5 1) | 8536 |  | 63 |  |  |  |  | LK | https://drive.google.com/file/d/1ANfZjTdBSUBjTQOuiVW1jkRHzSmcDNE1/view?usp=sharing |  |  | 14 X 5 1 | 30 | 369 | 40 % | 615 | Per Unit |  | HRC Fuses 63A
15 | Powergear | Switch Disconnector Fuses | FN-TPN S-D-F in Sheet Steel Enclosure FN 160 TPN (160 A) | 8537 | TPN | 160 |  |  |  |  | LK | https://drive.google.com/file/d/14XNMlMz7oheFoDSlsXi9OaFwTJGY4QsU/view?usp=sharing | SS Enclosure |  | Fr 2 | 1 | 11880 | 40 % | 19800 | Per Unit | Fuse Type: HN Size 000/00 (63 to 160 A) | Switch Disconnector Fuses TPN 160A
16 | Powergear | Switch Disconnector Fuses | FN-TPN S-D-F in Sheet Steel Enclosure FN 400 TPN (400 A) | 8537 | TPN | 400 |  |  |  |  | LK | https://drive.google.com/file/d/14XNMlMz7oheFoDSlsXi9OaFwTJGY4QsU/view?usp=sharing | SS Enclosure |  | Fr 4 | 1 | 24660 | 40 % | 41100 | Per Unit | Fuse Type: HN Size 2 (200 to 400 A) | Switch Disconnector Fuses TPN 400A
17 | Powergear | Switch Disconnector Fuses | FN-TPN S-D-F in Sheet Steel Enclosure FN 630 TPN (630 A) | 8537 | TPN | 630 |  |  |  |  | LK | https://drive.google.com/file/d/14XNMlMz7oheFoDSlsXi9OaFwTJGY4QsU/view?usp=sharing | SS Enclosure |  | Fr 5 | 1 | 38520 | 40 % | 64200 | Per Unit | Fuse Type: HN Size 3 (315 to 630 A) | Switch Disconnector Fuses TPN 630A
20 | Powergear | Moulded Case Circuit Breakers | DN0-100C MCCB 3 Pole with Thermal-Magnetic Release (Release: 80-100 A, Icu: kA) | 8536 | 3P | 80-100 | 415V AC |  |  |  | LK | https://drive.google.com/file/d/1SlnEnh32veBtTJCIBqmOLNmj0HmIqChY/view?usp=sharing | Fixed/Manual |  |  | 1 | 7020 | 40 % | 11700 | Per Unit |  | Moulded Case Circuit Breakers 3P 80-100A
21 | Powergear | Moulded Case Circuit Breakers | DN1-250C MCCB 4 Pole with Thermal-Magnetic Release (Release: 100-125 A, Icu: kA) | 8536 | 4P | 100-125 | 415V AC |  |  |  | LK | https://drive.google.com/file/d/1SlnEnh32veBtTJCIBqmOLNmj0HmIqChY/view?usp=sharing | Fixed/Manual |  |  | 1 | 12180 | 40 % | 20300 | Per Unit |  | Moulded Case Circuit Breakers 4P 100-125A
22 | Powergear | Moulded Case Circuit Breakers | DN1-250C MCCB 3 Pole with Thermal-Magnetic Release (Release: 125-160 A, Icu: kA) | 8536 | 3P | 125-160 | 415V AC |  |  |  | LK | https://drive.google.com/file/d/1SlnEnh32veBtTJCIBqmOLNmj0HmIqChY/view?usp=sharing | Fixed/Manual |  |  | 1 | 12900 | 40 % | 21500 | Per Unit |  | Moulded Case Circuit Breakers 3P 125-160A
23 | Powergear | Moulded Case Circuit Breakers | DN1-250C MCCB 4 Pole with Thermal-Magnetic Release (Release: 200-250 A, Icu: kA) | 8536 | 4P | 200-250 | 415V AC |  |  |  | LK | https://drive.google.com/file/d/1SlnEnh32veBtTJCIBqmOLNmj0HmIqChY/view?usp=sharing | Fixed/Manual |  |  | 1 | 22440 | 40 % | 37400 | Per Unit |  | Moulded Case Circuit Breakers 4P 200-250A
24 | Powergear | Moulded Case Circuit Breakers | DN3B-400D MCCB 4 Pole with Thermal-Magnetic Release (Release: 320-400 A, Icu: kA) | 8536 | 4P | 320-400 | 415V AC |  |  |  | LK | https://drive.google.com/file/d/1SlnEnh32veBtTJCIBqmOLNmj0HmIqChY/view?usp=sharing | Fixed/Manual |  |  | 1 | 41700 | 40 % | 69500 | Per Unit |  | Moulded Case Circuit Breakers 4P 320-400A
25 | Powergear | Moulded Case Circuit Breakers | DN3-630D MCCB 4 Pole with Thermal-Magnetic Release (Release: 500-630 A, Icu: kA) | 8536 | 4P | 500-630 | 415V AC |  |  |  | LK | https://drive.google.com/file/d/1SlnEnh32veBtTJCIBqmOLNmj0HmIqChY/view?usp=sharing | Fixed/Manual |  |  | 1 | 55500 | 40 % | 92500 | Per Unit |  | Moulded Case Circuit Breakers 4P 500-630A
26 | Powergear | Moulded Case Circuit Breakers | DN2-250N MCCB 4 Pole with Microprocessor Release MTX1.0 (Release: 100-250 A, Icu: kA) | 8536 | 4P | 100-250 | 415V AC |  |  |  | LK | https://drive.google.com/file/d/1SlnEnh32veBtTJCIBqmOLNmj0HmIqChY/view?usp=sharing | Fixed/Manual |  |  | 1 | 57420 | 40 % | 95700 | Per Unit |  | Moulded Case Circuit Breakers 4P 100-250A
27 | Powergear | Moulded Case Circuit Breakers | DN3-400N MCCB 3 Pole with Microprocessor Release MTX1.0 (Release: 160-400 A, Icu: kA) | 8536 | 3P | 160-400 | 415V AC |  |  |  | LK | https://drive.google.com/file/d/1SlnEnh32veBtTJCIBqmOLNmj0HmIqChY/view?usp=sharing | Fixed/Manual |  |  | 1 | 51660 | 40 % | 86100 | Per Unit |  | Moulded Case Circuit Breakers 3P 160-400A
28 | Powergear | Moulded Case Circuit Breakers | DN3-400N MCCB 4 Pole with Microprocessor Release MTX1.0 (Release: 160-400 A, Icu: kA) | 8536 | 4P | 160-400 | 415V AC |  |  |  | LK | https://drive.google.com/file/d/1SlnEnh32veBtTJCIBqmOLNmj0HmIqChY/view?usp=sharing | Fixed/Manual |  |  | 1 | 67440 | 40 % | 112400 | Per Unit |  | Moulded Case Circuit Breakers 4P 160-400A
29 | Powergear | Moulded Case Circuit Breakers | DN3-630N MCCB 4 Pole with Microprocessor Release MTX1.0 (Release: 250-630 A, Icu: kA) | 8536 | 4P | 250-630 | 415V AC |  |  |  | LK | https://drive.google.com/file/d/1SlnEnh32veBtTJCIBqmOLNmj0HmIqChY/view?usp=sharing | Fixed/Manual |  |  | 1 | 74040 | 40 % | 123400 | Per Unit |  | Moulded Case Circuit Breakers 4P 250-630A
30 | Powergear | MCCB Enclosures | Size I Enclosure for DU100H/DU125H/ DU100D/DU125D/DN0/DY125U | 8538 | [6 empty] | LK | https://drive.google.com/file/d/1ldRO9YqyKSr6BuqEhZsbuULmrexRyW6_/view?usp=sharing |  |  |  | 1 | 2466 | 40 % | 4110 | Per Unit |  | MCCB Enclosures A
31 | Powergear | MCCB Enclosures | Size II Enclosure for DY250U1/DU250C/DU250/DN1 | 8538 | [6 empty] | LK | https://drive.google.com/file/d/1ldRO9YqyKSr6BuqEhZsbuULmrexRyW6_/view?usp=sharing |  |  |  | 1 | 5664 | 40 % | 9440 | Per Unit |  | MCCB Enclosures A
32 | Final Distribution Products | Miniature Circuit Breakers | MCB SP C-Curve (0.5A) 10kA | 8536 | SP | 0.5A |  | 10kA | C |  | SCHNIEDER | https://drive.google.com/file/d/1bTyBiWLXqniyYChvs0Gd2yzIDY2shSC8/view?usp=sharing |  |  | 1 Mod | 12 | 384 | 40 % | 640 | Per Unit |  | Miniature Circuit Breakers SP 0.5AA
33 | Final Distribution Products | Miniature Circuit Breakers | MCB SP C-Curve (1A) 10kA | 8536 | SP | 1A |  | 10kA | C |  | SCHNIEDER | https://drive.google.com/file/d/1bTyBiWLXqniyYChvs0Gd2yzIDY2shSC8/view?usp=sharing |  |  | 1 Mod | 12 | 384 | 40 % | 640 | Per Unit |  | Miniature Circuit Breakers SP 1AA
34 | Final Distribution Products | Miniature Circuit Breakers | MCB SP C-Curve (2A) 10kA | 8536 | SP | 2A |  | 10kA | C |  | SCHNIEDER | https://drive.google.com/file/d/1bTyBiWLXqniyYChvs0Gd2yzIDY2shSC8/view?usp=sharing |  |  | 1 Mod | 12 | 384 | 40 % | 640 | Per Unit |  | Miniature Circuit Breakers SP 2AA
35 | Final Distribution Products | Miniature Circuit Breakers | MCB SP C-Curve (3A) 10kA | 8536 | SP | 3A |  | 10kA | C |  | SCHNIEDER | https://drive.google.com/file/d/1bTyBiWLXqniyYChvs0Gd2yzIDY2shSC8/view?usp=sharing |  |  | 1 Mod | 12 | 384 | 40 % | 640 | Per Unit |  | Miniature Circuit Breakers SP 3AA
36 | Final Distribution Products | Miniature Circuit Breakers | MCB SP C-Curve (4A) 10kA | 8536 | SP | 4A |  | 10kA | C |  | SCHNIEDER | https://drive.google.com/file/d/1bTyBiWLXqniyYChvs0Gd2yzIDY2shSC8/view?usp=sharing |  |  | 1 Mod | 12 | 384 | 40 % | 640 | Per Unit |  | Miniature Circuit Breakers SP 4AA
37 | Final Distribution Products | Miniature Circuit Breakers | MCB SP C-Curve (6A) 10kA | 8536 | SP | 6A |  | 10kA | C |  | SCHNIEDER | https://drive.google.com/file/d/1bTyBiWLXqniyYChvs0Gd2yzIDY2shSC8/view?usp=sharing |  |  | 1 Mod | 12 | 226.2 | 40 % | 377 | Per Unit |  | Miniature Circuit Breakers SP 6AA
38 | Final Distribution Products | Miniature Circuit Breakers | MCB SP C-Curve (10A) 10kA | 8536 | SP | 10A |  | 10kA | C |  | SCHNIEDER | https://drive.google.com/file/d/1bTyBiWLXqniyYChvs0Gd2yzIDY2shSC8/view?usp=sharing |  |  | 1 Mod | 12 | 226.2 | 40 % | 377 | Per Unit |  | Miniature Circuit Breakers SP 10AA
39 | Final Distribution Products | Miniature Circuit Breakers | MCB SP C-Curve (16A) 10kA | 8536 | SP | 16A |  | 10kA | C |  | SCHNIEDER | https://drive.google.com/file/d/1bTyBiWLXqniyYChvs0Gd2yzIDY2shSC8/view?usp=sharing |  |  | 1 Mod | 12 | 226.2 | 40 % | 377 | Per Unit |  | Miniature Circuit Breakers SP 16AA
40 | Final Distribution Products | Miniature Circuit Breakers | MCB SP C-Curve (20A) 10kA | 8536 | SP | 20A |  | 10kA | C |  | SCHNIEDER | https://drive.google.com/file/d/1bTyBiWLXqniyYChvs0Gd2yzIDY2shSC8/view?usp=sharing |  |  | 1 Mod | 12 | 226.2 | 40 % | 377 | Per Unit |  | Miniature Circuit Breakers SP 20AA
41 | Final Distribution Products | Miniature Circuit Breakers | MCB SP C-Curve (25A) 10kA | 8536 | SP | 25A |  | 10kA | C |  | SCHNIEDER | https://drive.google.com/file/d/1bTyBiWLXqniyYChvs0Gd2yzIDY2shSC8/view?usp=sharing |  |  | 1 Mod | 12 | 226.2 | 40 % | 377 | Per Unit |  | Miniature Circuit Breakers SP 25AA
42 | Final Distribution Products | Miniature Circuit Breakers | MCB SP C-Curve (32A) 10kA | 8536 | SP | 32A |  | 10kA | C |  | SCHNIEDER | https://drive.google.com/file/d/1bTyBiWLXqniyYChvs0Gd2yzIDY2shSC8/view?usp=sharing |  |  | 1 Mod | 12 | 226.2 | 40 % | 377 | Per Unit |  | Miniature Circuit Breakers SP 32AA
43 | Final Distribution Products | Miniature Circuit Breakers | MCB SP C-Curve (40A) 10kA | 8536 | SP | 40A |  | 10kA | C |  | SCHNIEDER | https://drive.google.com/file/d/1bTyBiWLXqniyYChvs0Gd2yzIDY2shSC8/view?usp=sharing |  |  | 1 Mod | 12 | 564 | 40 % | 940 | Per Unit |  | Miniature Circuit Breakers SP 40AA
44 | Final Distribution Products | Miniature Circuit Breakers | MCB SP C-Curve (50A) 10kA | 8536 | SP | 50A |  | 10kA | C |  | SCHNIEDER | https://drive.google.com/file/d/1bTyBiWLXqniyYChvs0Gd2yzIDY2shSC8/view?usp=sharing |  |  | 1 Mod | 12 | 564 | 40 % | 940 | Per Unit |  | Miniature Circuit Breakers SP 50AA
45 | Final Distribution Products | Miniature Circuit Breakers | MCB SP C-Curve (63A) 10kA | 8536 | SP | 63A |  | 10kA | C |  | SCHNIEDER | https://drive.google.com/file/d/1bTyBiWLXqniyYChvs0Gd2yzIDY2shSC8/view?usp=sharing |  |  | 1 Mod | 12 | 564 | 40 % | 940 | Per Unit |  | Miniature Circuit Breakers SP 63AA
46 | Final Distribution Products | Miniature Circuit Breakers | MCB DP C-Curve (0.5A) 10kA | 8536 | DP | 0.5A |  | 10kA | C |  | SCHNIEDER | https://drive.google.com/file/d/1csoKUxMzbrXNTMvh-ucbwJyw5z1lbthI/view?usp=sharing |  |  | 2 Mod | 6 | 1122 | 40 % | 1870 | Per Unit |  | Miniature Circuit Breakers DP 0.5AA
47 | Final Distribution Products | Miniature Circuit Breakers | MCB DP C-Curve (1A) 10kA | 8536 | DP | 1A |  | 10kA | C |  | SCHNIEDER | https://drive.google.com/file/d/1csoKUxMzbrXNTMvh-ucbwJyw5z1lbthI/view?usp=sharing |  |  | 2 Mod | 6 | 1122 | 40 % | 1870 | Per Unit |  | Miniature Circuit Breakers DP 1AA
48 | Final Distribution Products | Miniature Circuit Breakers | MCB DP C-Curve (2A) 10kA | 8536 | DP | 2A |  | 10kA | C |  | SCHNIEDER | https://drive.google.com/file/d/1csoKUxMzbrXNTMvh-ucbwJyw5z1lbthI/view?usp=sharing |  |  | 2 Mod | 6 | 1122 | 40 % | 1870 | Per Unit |  | Miniature Circuit Breakers DP 2AA
49 | Final Distribution Products | Miniature Circuit Breakers | MCB DP C-Curve (3A) 10kA | 8536 | DP | 3A |  | 10kA | C |  | SCHNIEDER | https://drive.google.com/file/d/1csoKUxMzbrXNTMvh-ucbwJyw5z1lbthI/view?usp=sharing |  |  | 2 Mod | 6 | 1122 | 40 % | 1870 | Per Unit |  | Miniature Circuit Breakers DP 3AA
50 | Final Distribution Products | Miniature Circuit Breakers | MCB DP C-Curve (4A) 10kA | 8536 | DP | 4A |  | 10kA | C |  | SCHNIEDER | https://drive.google.com/file/d/1csoKUxMzbrXNTMvh-ucbwJyw5z1lbthI/view?usp=sharing |  |  | 2 Mod | 6 | 1122 | 40 % | 1870 | Per Unit |  | Miniature Circuit Breakers DP 4AA
51 | Final Distribution Products | Miniature Circuit Breakers | MCB DP C-Curve (6A) 10kA | 8536 | DP | 6A |  | 10kA | C |  | SCHNIEDER | https://drive.google.com/file/d/1csoKUxMzbrXNTMvh-ucbwJyw5z1lbthI/view?usp=sharing |  |  | 2 Mod | 6 | 783 | 40 % | 1305 | Per Unit |  | Miniature Circuit Breakers DP 6AA
52 | Final Distribution Products | Miniature Circuit Breakers | MCB DP C-Curve (10A) 10kA | 8536 | DP | 10A |  | 10kA | C |  | SCHNIEDER | https://drive.google.com/file/d/1csoKUxMzbrXNTMvh-ucbwJyw5z1lbthI/view?usp=sharing |  |  | 2 Mod | 6 | 783 | 40 % | 1305 | Per Unit |  | Miniature Circuit Breakers DP 10AA
53 | Final Distribution Products | Miniature Circuit Breakers | MCB DP C-Curve (16A) 10kA | 8536 | DP | 16A |  | 10kA | C |  | SCHNIEDER | https://drive.google.com/file/d/1csoKUxMzbrXNTMvh-ucbwJyw5z1lbthI/view?usp=sharing |  |  | 2 Mod | 6 | 783 | 40 % | 1305 | Per Unit |  | Miniature Circuit Breakers DP 16AA
54 | Final Distribution Products | Miniature Circuit Breakers | MCB DP C-Curve (20A) 10kA | 8536 | DP | 20A |  | 10kA | C |  | SCHNIEDER | https://drive.google.com/file/d/1csoKUxMzbrXNTMvh-ucbwJyw5z1lbthI/view?usp=sharing |  |  | 2 Mod | 6 | 783 | 40 % | 1305 | Per Unit |  | Miniature Circuit Breakers DP 20AA
55 | Final Distribution Products | Miniature Circuit Breakers | MCB DP C-Curve (25A) 10kA | 8536 | DP | 25A |  | 10kA | C |  | SCHNIEDER | https://drive.google.com/file/d/1csoKUxMzbrXNTMvh-ucbwJyw5z1lbthI/view?usp=sharing |  |  | 2 Mod | 6 | 783 | 40 % | 1305 | Per Unit |  | Miniature Circuit Breakers DP 25AA
56 | Final Distribution Products | Miniature Circuit Breakers | MCB DP C-Curve (32A) 10kA | 8536 | DP | 32A |  | 10kA | C |  | SCHNIEDER | https://drive.google.com/file/d/1csoKUxMzbrXNTMvh-ucbwJyw5z1lbthI/view?usp=sharing |  |  | 2 Mod | 6 | 783 | 40 % | 1305 | Per Unit |  | Miniature Circuit Breakers DP 32AA
57 | Final Distribution Products | Miniature Circuit Breakers | MCB DP C-Curve (40A) 10kA | 8536 | DP | 40A |  | 10kA | C |  | SCHNIEDER | https://drive.google.com/file/d/1csoKUxMzbrXNTMvh-ucbwJyw5z1lbthI/view?usp=sharing |  |  | 2 Mod | 6 | 1275 | 40 % | 2125 | Per Unit |  | Miniature Circuit Breakers DP 40AA
58 | Final Distribution Products | Miniature Circuit Breakers | MCB DP C-Curve (50A) 10kA | 8536 | DP | 50A |  | 10kA | C |  | SCHNIEDER | https://drive.google.com/file/d/1csoKUxMzbrXNTMvh-ucbwJyw5z1lbthI/view?usp=sharing |  |  | 2 Mod | 6 | 1275 | 40 % | 2125 | Per Unit |  | Miniature Circuit Breakers DP 50AA
59 | Final Distribution Products | Miniature Circuit Breakers | MCB DP C-Curve (63A) 10kA | 8536 | DP | 63A |  | 10kA | C |  | SCHNIEDER | https://drive.google.com/file/d/1csoKUxMzbrXNTMvh-ucbwJyw5z1lbthI/view?usp=sharing |  |  | 2 Mod | 6 | 1275 | 40 % | 2125 | Per Unit |  | Miniature Circuit Breakers DP 63AA
60 | Final Distribution Products | Miniature Circuit Breakers | MCB TP C-Curve (0.5A) 10kA | 8536 | TP | 0.5A |  | 10kA | C |  | SCHNIEDER | https://drive.google.com/file/d/15GF6sF-JucQ8ouxwbK4azOor0li1u-pX/view?usp=sharing |  |  | 3 Mod | 4 | 1635 | 40 % | 2725 | Per Unit |  | Miniature Circuit Breakers TP 0.5AA
61 | Final Distribution Products | Miniature Circuit Breakers | MCB TP C-Curve (1A) 10kA | 8536 | TP | 1A |  | 10kA | C |  | SCHNIEDER | https://drive.google.com/file/d/15GF6sF-JucQ8ouxwbK4azOor0li1u-pX/view?usp=sharing |  |  | 3 Mod | 4 | 1635 | 40 % | 2725 | Per Unit |  | Miniature Circuit Breakers TP 1AA
62 | Final Distribution Products | Miniature Circuit Breakers | MCB TP C-Curve (2A) 10kA | 8536 | TP | 2A |  | 10kA | C |  | SCHNIEDER | https://drive.google.com/file/d/15GF6sF-JucQ8ouxwbK4azOor0li1u-pX/view?usp=sharing |  |  | 3 Mod | 4 | 1635 | 40 % | 2725 | Per Unit |  | Miniature Circuit Breakers TP 2AA
63 | Final Distribution Products | Miniature Circuit Breakers | MCB TP C-Curve (3A) 10kA | 8536 | TP | 3A |  | 10kA | C |  | SCHNIEDER | https://drive.google.com/file/d/15GF6sF-JucQ8ouxwbK4azOor0li1u-pX/view?usp=sharing |  |  | 3 Mod | 4 | 1635 | 40 % | 2725 | Per Unit |  | Miniature Circuit Breakers TP 3AA
64 | Final Distribution Products | Miniature Circuit Breakers | MCB TP C-Curve (4A) 10kA | 8536 | TP | 4A |  | 10kA | C |  | SCHNIEDER | https://drive.google.com/file/d/15GF6sF-JucQ8ouxwbK4azOor0li1u-pX/view?usp=sharing |  |  | 3 Mod | 4 | 1635 | 40 % | 2725 | Per Unit |  | Miniature Circuit Breakers TP 4AA
65 | Final Distribution Products | Miniature Circuit Breakers | MCB TP C-Curve (6A) 10kA | 8536 | TP | 6A |  | 10kA | C |  | SCHNIEDER | https://drive.google.com/file/d/15GF6sF-JucQ8ouxwbK4azOor0li1u-pX/view?usp=sharing |  |  | 3 Mod | 4 | 1233 | 40 % | 2055 | Per Unit |  | Miniature Circuit Breakers TP 6AA
66 | Final Distribution Products | Miniature Circuit Breakers | MCB TP C-Curve (10A) 10kA | 8536 | TP | 10A |  | 10kA | C |  | SCHNIEDER | https://drive.google.com/file/d/15GF6sF-JucQ8ouxwbK4azOor0li1u-pX/view?usp=sharing |  |  | 3 Mod | 4 | 1233 | 40 % | 2055 | Per Unit |  | Miniature Circuit Breakers TP 10AA
67 | Final Distribution Products | Miniature Circuit Breakers | MCB TP C-Curve (16A) 10kA | 8536 | TP | 16A |  | 10kA | C |  | SCHNIEDER | https://drive.google.com/file/d/15GF6sF-JucQ8ouxwbK4azOor0li1u-pX/view?usp=sharing |  |  | 3 Mod | 4 | 1233 | 40 % | 2055 | Per Unit |  | Miniature Circuit Breakers TP 16AA
68 | Final Distribution Products | Miniature Circuit Breakers | MCB TP C-Curve (20A) 10kA | 8536 | TP | 20A |  | 10kA | C |  | SCHNIEDER | https://drive.google.com/file/d/15GF6sF-JucQ8ouxwbK4azOor0li1u-pX/view?usp=sharing |  |  | 3 Mod | 4 | 1233 | 40 % | 2055 | Per Unit |  | Miniature Circuit Breakers TP 20AA
69 | Final Distribution Products | Miniature Circuit Breakers | MCB TP C-Curve (25A) 10kA | 8536 | TP | 25A |  | 10kA | C |  | SCHNIEDER | https://drive.google.com/file/d/15GF6sF-JucQ8ouxwbK4azOor0li1u-pX/view?usp=sharing |  |  | 3 Mod | 4 | 1233 | 40 % | 2055 | Per Unit |  | Miniature Circuit Breakers TP 25AA
70 | Final Distribution Products | Miniature Circuit Breakers | MCB TP C-Curve (32A) 10kA | 8536 | TP | 32A |  | 10kA | C |  | SCHNIEDER | https://drive.google.com/file/d/15GF6sF-JucQ8ouxwbK4azOor0li1u-pX/view?usp=sharing |  |  | 3 Mod | 4 | 1233 | 40 % | 2055 | Per Unit |  | Miniature Circuit Breakers TP 32AA
71 | Final Distribution Products | Miniature Circuit Breakers | MCB TP C-Curve (40A) 10kA | 8536 | TP | 40A |  | 10kA | C |  | SCHNIEDER | https://drive.google.com/file/d/15GF6sF-JucQ8ouxwbK4azOor0li1u-pX/view?usp=sharing |  |  | 3 Mod | 4 | 1920 | 40 % | 3200 | Per Unit |  | Miniature Circuit Breakers TP 40AA
72 | Final Distribution Products | Miniature Circuit Breakers | MCB TP C-Curve (50A) 10kA | 8536 | TP | 50A |  | 10kA | C |  | SCHNIEDER | https://drive.google.com/file/d/15GF6sF-JucQ8ouxwbK4azOor0li1u-pX/view?usp=sharing |  |  | 3 Mod | 4 | 1920 | 40 % | 3200 | Per Unit |  | Miniature Circuit Breakers TP 50AA
73 | Final Distribution Products | Miniature Circuit Breakers | MCB TP C-Curve (63A) 10kA | 8536 | TP | 63A |  | 10kA | C |  | SCHNIEDER | https://drive.google.com/file/d/15GF6sF-JucQ8ouxwbK4azOor0li1u-pX/view?usp=sharing |  |  | 3 Mod | 4 | 1920 | 40 % | 3200 | Per Unit |  | Miniature Circuit Breakers TP 63AA
74 | Final Distribution Products | Miniature Circuit Breakers | MCB Four Pole (FP) C-Curve (0.5A) 10kA | 8536 | FP | 0.5A |  | 10kA | C |  | SCHNIEDER | https://drive.google.com/file/d/19LafAuAWQjBwxCk921npvVWtPSue_lRd/view?usp=sharing |  |  | 4 Mod | 3 | 2076 | 40 % | 3460 | Per Unit |  | Miniature Circuit Breakers FP 0.5AA
75 | Final Distribution Products | Miniature Circuit Breakers | MCB Four Pole (FP) C-Curve (1A) 10kA | 8536 | FP | 1A |  | 10kA | C |  | SCHNIEDER | https://drive.google.com/file/d/19LafAuAWQjBwxCk921npvVWtPSue_lRd/view?usp=sharing |  |  | 4 Mod | 3 | 2076 | 40 % | 3460 | Per Unit |  | Miniature Circuit Breakers FP 1AA
76 | Final Distribution Products | Miniature Circuit Breakers | MCB Four Pole (FP) C-Curve (2A) 10kA | 8536 | FP | 2A |  | 10kA | C |  | SCHNIEDER | https://drive.google.com/file/d/19LafAuAWQjBwxCk921npvVWtPSue_lRd/view?usp=sharing |  |  | 4 Mod | 3 | 2076 | 40 % | 3460 | Per Unit |  | Miniature Circuit Breakers FP 2AA
77 | Final Distribution Products | Miniature Circuit Breakers | MCB Four Pole (FP) C-Curve (3A) 10kA | 8536 | FP | 3A |  | 10kA | C |  | SCHNIEDER | https://drive.google.com/file/d/19LafAuAWQjBwxCk921npvVWtPSue_lRd/view?usp=sharing |  |  | 4 Mod | 3 | 2076 | 40 % | 3460 | Per Unit |  | Miniature Circuit Breakers FP 3AA
78 | Final Distribution Products | Miniature Circuit Breakers | MCB Four Pole (FP) C-Curve (4A) 10kA | 8536 | FP | 4A |  | 10kA | C |  | SCHNIEDER | https://drive.google.com/file/d/19LafAuAWQjBwxCk921npvVWtPSue_lRd/view?usp=sharing |  |  | 4 Mod | 3 | 2076 | 40 % | 3460 | Per Unit |  | Miniature Circuit Breakers FP 4AA
79 | Final Distribution Products | Miniature Circuit Breakers | MCB Four Pole (FP) C-Curve (6A) 10kA | 8536 | FP | 6A |  | 10kA | C |  | SCHNIEDER | https://drive.google.com/file/d/19LafAuAWQjBwxCk921npvVWtPSue_lRd/view?usp=sharing |  |  | 4 Mod | 3 | 1725 | 40 % | 2875 | Per Unit |  | Miniature Circuit Breakers FP 6AA
80 | Final Distribution Products | Miniature Circuit Breakers | MCB Four Pole (FP) C-Curve (10A) 10kA | 8536 | FP | 10A |  | 10kA | C |  | SCHNIEDER | https://drive.google.com/file/d/19LafAuAWQjBwxCk921npvVWtPSue_lRd/view?usp=sharing |  |  | 4 Mod | 3 | 1725 | 40 % | 2875 | Per Unit |  | Miniature Circuit Breakers FP 10AA
81 | Final Distribution Products | Miniature Circuit Breakers | MCB Four Pole (FP) C-Curve (16A) 10kA | 8536 | FP | 16A |  | 10kA | C |  | SCHNIEDER | https://drive.google.com/file/d/19LafAuAWQjBwxCk921npvVWtPSue_lRd/view?usp=sharing |  |  | 4 Mod | 3 | 1725 | 40 % | 2875 | Per Unit |  | Miniature Circuit Breakers FP 16AA
82 | Final Distribution Products | Miniature Circuit Breakers | MCB Four Pole (FP) C-Curve (20A) 10kA | 8536 | FP | 20A |  | 10kA | C |  | SCHNIEDER | https://drive.google.com/file/d/19LafAuAWQjBwxCk921npvVWtPSue_lRd/view?usp=sharing |  |  | 4 Mod | 3 | 1725 | 40 % | 2875 | Per Unit |  | Miniature Circuit Breakers FP 20AA
83 | Final Distribution Products | Miniature Circuit Breakers | MCB Four Pole (FP) C-Curve (25A) 10kA | 8536 | FP | 25A |  | 10kA | C |  | SCHNIEDER | https://drive.google.com/file/d/19LafAuAWQjBwxCk921npvVWtPSue_lRd/view?usp=sharing |  |  | 4 Mod | 3 | 1725 | 40 % | 2875 | Per Unit |  | Miniature Circuit Breakers FP 25AA
84 | Final Distribution Products | Miniature Circuit Breakers | MCB Four Pole (FP) C-Curve (32A) 10kA | 8536 | FP | 32A |  | 10kA | C |  | SCHNIEDER | https://drive.google.com/file/d/19LafAuAWQjBwxCk921npvVWtPSue_lRd/view?usp=sharing |  |  | 4 Mod | 3 | 1725 | 40 % | 2875 | Per Unit |  | Miniature Circuit Breakers FP 32AA
85 | Final Distribution Products | Miniature Circuit Breakers | MCB Four Pole (FP) C-Curve (40A) 10kA | 8536 | FP | 40A |  | 10kA | C |  | SCHNIEDER | https://drive.google.com/file/d/19LafAuAWQjBwxCk921npvVWtPSue_lRd/view?usp=sharing |  |  | 4 Mod | 3 | 2418 | 40 % | 4030 | Per Unit |  | Miniature Circuit Breakers FP 40AA
86 | Final Distribution Products | Miniature Circuit Breakers | MCB Four Pole (FP) C-Curve (50A) 10kA | 8536 | FP | 50A |  | 10kA | C |  | SCHNIEDER | https://drive.google.com/file/d/19LafAuAWQjBwxCk921npvVWtPSue_lRd/view?usp=sharing |  |  | 4 Mod | 3 | 2418 | 40 % | 4030 | Per Unit |  | Miniature Circuit Breakers FP 50AA
87 | Final Distribution Products | Miniature Circuit Breakers | MCB Four Pole (FP) C-Curve (63A) 10kA | 8536 | FP | 63A |  | 10kA | C |  | SCHNIEDER | https://drive.google.com/file/d/19LafAuAWQjBwxCk921npvVWtPSue_lRd/view?usp=sharing |  |  | 4 Mod | 3 | 2418 | 40 % | 4030 | Per Unit |  | Miniature Circuit Breakers FP 63AA
88 | Final Distribution Products | Miniature Circuit Breakers | High Rating MCB SP C-Curve (80A) 15kA | 8536 | SP | 80A |  | 15kA | C |  | SCHNIEDER | https://drive.google.com/file/d/1bTyBiWLXqniyYChvs0Gd2yzIDY2shSC8/view?usp=sharing |  |  | 1.5 Mod | 1 | 2388 | 40 % | 3980 | Per Unit |  | Miniature Circuit Breakers SP 80AA
89 | Final Distribution Products | Miniature Circuit Breakers | High Rating MCB SP C-Curve (100A) 15kA | 8536 | SP | 100A |  | 15kA | C |  | SCHNIEDER | https://drive.google.com/file/d/1bTyBiWLXqniyYChvs0Gd2yzIDY2shSC8/view?usp=sharing |  |  | 1.5 Mod | 1 | 2676 | 40 % | 4460 | Per Unit |  | Miniature Circuit Breakers SP 100AA
90 | Final Distribution Products | Miniature Circuit Breakers | High Rating MCB SP C-Curve (125A) 15kA | 8536 | SP | 125A |  | 15kA | C |  | SCHNIEDER | https://drive.google.com/file/d/1bTyBiWLXqniyYChvs0Gd2yzIDY2shSC8/view?usp=sharing |  |  | 1.5 Mod | 1 | 2880 | 40 % | 4800 | Per Unit |  | Miniature Circuit Breakers SP 125AA
91 | Final Distribution Products | Miniature Circuit Breakers | High Rating MCB DP C-Curve (80A) 15kA | 8536 | DP | 80A |  | 15kA | C |  | SCHNIEDER | https://drive.google.com/file/d/1csoKUxMzbrXNTMvh-ucbwJyw5z1lbthI/view?usp=sharing |  |  | 3 Mod | 1 | 5289 | 40 % | 8815 | Per Unit |  | Miniature Circuit Breakers DP 80AA
92 | Final Distribution Products | Miniature Circuit Breakers | High Rating MCB DP C-Curve (100A) 15kA | 8536 | DP | 100A |  | 15kA | C |  | SCHNIEDER | https://drive.google.com/file/d/1csoKUxMzbrXNTMvh-ucbwJyw5z1lbthI/view?usp=sharing |  |  | 3 Mod | 1 | 5640 | 40 % | 9400 | Per Unit |  | Miniature Circuit Breakers DP 100AA
93 | Final Distribution Products | Miniature Circuit Breakers | High Rating MCB DP C-Curve (125A) 15kA | 8536 | DP | 125A |  | 15kA | C |  | SCHNIEDER | https://drive.google.com/file/d/1csoKUxMzbrXNTMvh-ucbwJyw5z1lbthI/view?usp=sharing |  |  | 3 Mod | 1 | 6207 | 40 % | 10345 | Per Unit |  | Miniature Circuit Breakers DP 125AA
94 | Final Distribution Products | Miniature Circuit Breakers | High Rating MCB TP C-Curve (80A) 15kA | 8536 | TP | 80A |  | 15kA | C |  | SCHNIEDER | https://drive.google.com/file/d/15GF6sF-JucQ8ouxwbK4azOor0li1u-pX/view?usp=sharing |  |  | 4.5 Mod | 1 | 8343 | 40 % | 13905 | Per Unit |  | Miniature Circuit Breakers TP 80AA
95 | Final Distribution Products | Miniature Circuit Breakers | High Rating MCB TP C-Curve (100A) 15kA | 8536 | TP | 100A |  | 15kA | C |  | SCHNIEDER | https://drive.google.com/file/d/15GF6sF-JucQ8ouxwbK4azOor0li1u-pX/view?usp=sharing |  |  | 4.5 Mod | 1 | 8901 | 40 % | 14835 | Per Unit |  | Miniature Circuit Breakers TP 100AA
96 | Final Distribution Products | Miniature Circuit Breakers | High Rating MCB TP C-Curve (125A) 15kA | 8536 | TP | 125A |  | 15kA | C |  | SCHNIEDER | https://drive.google.com/file/d/15GF6sF-JucQ8ouxwbK4azOor0li1u-pX/view?usp=sharing |  |  | 4.5 Mod | 1 | 9876 | 40 % | 16460 | Per Unit |  | Miniature Circuit Breakers TP 125AA
97 | Final Distribution Products | Miniature Circuit Breakers | High Rating MCB FP C-Curve (80A) 15kA | 8536 | FP | 80A |  | 15kA | C |  | SCHNIEDER | https://drive.google.com/file/d/19LafAuAWQjBwxCk921npvVWtPSue_lRd/view?usp=sharing |  |  | 6 Mod | 1 | 10899 | 40 % | 18165 | Per Unit |  | Miniature Circuit Breakers FP 80AA
98 | Final Distribution Products | Miniature Circuit Breakers | High Rating MCB FP C-Curve (100A) 15kA | 8536 | FP | 100A |  | 15kA | C |  | SCHNIEDER | https://drive.google.com/file/d/19LafAuAWQjBwxCk921npvVWtPSue_lRd/view?usp=sharing |  |  | 6 Mod | 1 | 11337 | 40 % | 18895 | Per Unit |  | Miniature Circuit Breakers FP 100AA
99 | Final Distribution Products | Miniature Circuit Breakers | High Rating MCB FP C-Curve (125A) 15kA | 8536 | FP | 125A |  | 15kA | C |  | SCHNIEDER | https://drive.google.com/file/d/19LafAuAWQjBwxCk921npvVWtPSue_lRd/view?usp=sharing |  |  | 6 Mod | 1 | 12840 | 40 % | 21400 | Per Unit |  | Miniature Circuit Breakers FP 125AA
100 | Final Distribution Products | Isolators | Isolator Four Pole (FP) (63A A) | 8536 | FP | 63A |  |  |  |  | SCHNIEDER | https://drive.google.com/file/d/1cS9wwhft5i0OeyYIv3ktNEQcyEuqoIkU/view?usp=sharing |  |  | 4 Mod | 1 | 1275 | 40 % | 2125 | Per Unit |  | Isolators FP 63AA
101 | Final Distribution Products | Isolators | Isolator Four Pole (FP) (100A A) | 8536 | FP | 100A |  |  |  |  | SCHNIEDER | https://drive.google.com/file/d/1cS9wwhft5i0OeyYIv3ktNEQcyEuqoIkU/view?usp=sharing |  |  | 4 Mod | 1 | 1542 | 40 % | 2570 | Per Unit |  | Isolators FP 100AA
102 | Final Distribution Products | Residual Current Circuit Breakers | RCCB DP Standard (25A, 30 mA) | 8536 | DP | 25A |  |  |  | 30 mA | SCHNIEDER | https://drive.google.com/file/d/1TeFvsJqpFX6wBlyjpQqKddfTB48Rw3OW/view?usp=sharing |  |  | 2 Mod | 1 | 2508 | 40 % | 4180 | Per Unit |  | Residual Current Circuit Breakers DP 25AA
103 | Final Distribution Products | Residual Current Circuit Breakers | RCCB DP Standard (, 100 mA) | 8536 | DP |  |  |  |  | 100 mA | SCHNIEDER | https://drive.google.com/file/d/1TeFvsJqpFX6wBlyjpQqKddfTB48Rw3OW/view?usp=sharing |  |  | 2 Mod | 1 | 2811 | 40 % | 4685 | Per Unit |  | Residual Current Circuit Breakers DP A
104 | Final Distribution Products | Residual Current Circuit Breakers | RCCB DP Standard (, 300 mA) | 8536 | DP |  |  |  |  | 300 mA | SCHNIEDER | https://drive.google.com/file/d/1TeFvsJqpFX6wBlyjpQqKddfTB48Rw3OW/view?usp=sharing |  |  | 2 Mod | 1 | 2811 | 40 % | 4685 | Per Unit |  | Residual Current Circuit Breakers DP A
105 | Final Distribution Products | Residual Current Circuit Breakers | RCCB DP Standard (ew 32A, 30 mA) | 8536 | DP | ew 32A |  |  |  | 30 mA | SCHNIEDER | https://drive.google.com/file/d/1TeFvsJqpFX6wBlyjpQqKddfTB48Rw3OW/view?usp=sharing |  |  | 2 Mod | 1 | 2868 | 40 % | 4780 | Per Unit |  | Residual Current Circuit Breakers DP ew 32AA
106 | Final Distribution Products | Residual Current Circuit Breakers | RCCB DP Standard (, 100 mA) | 8536 | DP |  |  |  |  | 100 mA | SCHNIEDER | https://drive.google.com/file/d/1TeFvsJqpFX6wBlyjpQqKddfTB48Rw3OW/view?usp=sharing |  |  | 2 Mod | 1 | 3213 | 40 % | 5355 | Per Unit |  | Residual Current Circuit Breakers DP A
107 | Final Distribution Products | Residual Current Circuit Breakers | RCCB DP Standard (, 300 mA) | 8536 | DP |  |  |  |  | 300 mA | SCHNIEDER | https://drive.google.com/file/d/1TeFvsJqpFX6wBlyjpQqKddfTB48Rw3OW/view?usp=sharing |  |  | 2 Mod | 1 | 3213 | 40 % | 5355 | Per Unit |  | Residual Current Circuit Breakers DP A
108 | Final Distribution Products | Residual Current Circuit Breakers | RCCB DP Standard (40A, 30 mA) | 8536 | DP | 40A |  |  |  | 30 mA | SCHNIEDER | https://drive.google.com/file/d/1TeFvsJqpFX6wBlyjpQqKddfTB48Rw3OW/view?usp=sharing |  |  | 2 Mod | 1 | 2868 | 40 % | 4780 | Per Unit |  | Residual Current Circuit Breakers DP 40AA
109 | Final Distribution Products | Residual Current Circuit Breakers | RCCB DP Standard (, 100 mA) | 8536 | DP |  |  |  |  | 100 mA | SCHNIEDER | https://drive.google.com/file/d/1TeFvsJqpFX6wBlyjpQqKddfTB48Rw3OW/view?usp=sharing |  |  | 2 Mod | 1 | 3213 | 40 % | 5355 | Per Unit |  | Residual Current Circuit Breakers DP A
110 | Final Distribution Products | Residual Current Circuit Breakers | RCCB DP Standard (, 300 mA) | 8536 | DP |  |  |  |  | 300 mA | SCHNIEDER | https://drive.google.com/file/d/1TeFvsJqpFX6wBlyjpQqKddfTB48Rw3OW/view?usp=sharing |  |  | 2 Mod | 1 | 3213 | 40 % | 5355 | Per Unit |  | Residual Current Circuit Breakers DP A
111 | Final Distribution Products | Residual Current Circuit Breakers | RCCB DP Standard (63A, 30 mA) | 8536 | DP | 63A |  |  |  | 30 mA | SCHNIEDER | https://drive.google.com/file/d/1TeFvsJqpFX6wBlyjpQqKddfTB48Rw3OW/view?usp=sharing |  |  | 2 Mod | 1 | 3576 | 40 % | 5960 | Per Unit |  | Residual Current Circuit Breakers DP 63AA
112 | Final Distribution Products | Residual Current Circuit Breakers | RCCB DP Standard (, 100 mA) | 8536 | DP |  |  |  |  | 100 mA | SCHNIEDER | https://drive.google.com/file/d/1TeFvsJqpFX6wBlyjpQqKddfTB48Rw3OW/view?usp=sharing |  |  | 2 Mod | 1 | 3873 | 40 % | 6455 | Per Unit |  | Residual Current Circuit Breakers DP A
113 | Final Distribution Products | Residual Current Circuit Breakers | RCCB DP Standard (, 300 mA) | 8536 | DP |  |  |  |  | 300 mA | SCHNIEDER | https://drive.google.com/file/d/1TeFvsJqpFX6wBlyjpQqKddfTB48Rw3OW/view?usp=sharing |  |  | 2 Mod | 1 | 3873 | 40 % | 6455 | Per Unit |  | Residual Current Circuit Breakers DP A
114 | Final Distribution Products | Residual Current Circuit Breakers | RCCB DP Standard (100A, 30 mA) | 8536 | DP | 100A |  |  |  | 30 mA | SCHNIEDER | https://drive.google.com/file/d/1TeFvsJqpFX6wBlyjpQqKddfTB48Rw3OW/view?usp=sharing |  |  | 2 Mod | 1 | 6423 | 40 % | 10705 | Per Unit |  | Residual Current Circuit Breakers DP 100AA
115 | Final Distribution Products | Residual Current Circuit Breakers | RCCB DP Standard (, 100 mA) | 8536 | DP |  |  |  |  | 100 mA | SCHNIEDER | https://drive.google.com/file/d/1TeFvsJqpFX6wBlyjpQqKddfTB48Rw3OW/view?usp=sharing |  |  | 2 Mod | 1 | 6747 | 40 % | 11245 | Per Unit |  | Residual Current Circuit Breakers DP A
116 | Final Distribution Products | Residual Current Circuit Breakers | RCCB DP Standard (, 300 mA) | 8536 | DP |  |  |  |  | 300 mA | SCHNIEDER | https://drive.google.com/file/d/1TeFvsJqpFX6wBlyjpQqKddfTB48Rw3OW/view?usp=sharing |  |  | 2 Mod | 1 | 6747 | 40 % | 11245 | Per Unit |  | Residual Current Circuit Breakers DP A
117 | Final Distribution Products | Residual Current Circuit Breakers | RCCB FP Standard (25A, 30 mA) | 8536 | FP | 25A |  |  |  | 30 mA | SCHNIEDER | https://drive.google.com/file/d/1DHOZJNLv2amgNs_dnrzPhOmUQlwOMvk7/view?usp=sharing |  |  | 4 Mod | 1 | 3516 | 40 % | 5860 | Per Unit |  | Residual Current Circuit Breakers FP 25AA
118 | Final Distribution Products | Residual Current Circuit Breakers | RCCB FP Standard (, 100 mA) | 8536 | FP |  |  |  |  | 100 mA | SCHNIEDER | https://drive.google.com/file/d/1DHOZJNLv2amgNs_dnrzPhOmUQlwOMvk7/view?usp=sharing |  |  | 4 Mod | 1 | 3681 | 40 % | 6135 | Per Unit |  | Residual Current Circuit Breakers FP A
119 | Final Distribution Products | Residual Current Circuit Breakers | RCCB FP Standard (, 300 mA) | 8536 | FP |  |  |  |  | 300 mA | SCHNIEDER | https://drive.google.com/file/d/1DHOZJNLv2amgNs_dnrzPhOmUQlwOMvk7/view?usp=sharing |  |  | 4 Mod | 1 | 3681 | 40 % | 6135 | Per Unit |  | Residual Current Circuit Breakers FP A
120 | Final Distribution Products | Residual Current Circuit Breakers | RCCB FP Standard (ew 32A, 30 mA) | 8536 | FP | ew 32A |  |  |  | 30 mA | SCHNIEDER | https://drive.google.com/file/d/1DHOZJNLv2amgNs_dnrzPhOmUQlwOMvk7/view?usp=sharing |  |  | 4 Mod | 1 | 3552 | 40 % | 5920 | Per Unit |  | Residual Current Circuit Breakers FP ew 32AA
121 | Final Distribution Products | Residual Current Circuit Breakers | RCCB FP Standard (, 100 mA) | 8536 | FP |  |  |  |  | 100 mA | SCHNIEDER | https://drive.google.com/file/d/1DHOZJNLv2amgNs_dnrzPhOmUQlwOMvk7/view?usp=sharing |  |  | 4 Mod | 1 | 3744 | 40 % | 6240 | Per Unit |  | Residual Current Circuit Breakers FP A
122 | Final Distribution Products | Residual Current Circuit Breakers | RCCB FP Standard (, 300 mA) | 8536 | FP |  |  |  |  | 300 mA | SCHNIEDER | https://drive.google.com/file/d/1DHOZJNLv2amgNs_dnrzPhOmUQlwOMvk7/view?usp=sharing |  |  | 4 Mod | 1 | 3744 | 40 % | 6240 | Per Unit |  | Residual Current Circuit Breakers FP A
123 | Final Distribution Products | Residual Current Circuit Breakers | RCCB FP Standard (40A, 30 mA) | 8536 | FP | 40A |  |  |  | 30 mA | SCHNIEDER | https://drive.google.com/file/d/1DHOZJNLv2amgNs_dnrzPhOmUQlwOMvk7/view?usp=sharing |  |  | 4 Mod | 1 | 3552 | 40 % | 5920 | Per Unit |  | Residual Current Circuit Breakers FP 40AA
124 | Final Distribution Products | Residual Current Circuit Breakers | RCCB FP Standard (, 100 mA) | 8536 | FP |  |  |  |  | 100 mA | SCHNIEDER | https://drive.google.com/file/d/1DHOZJNLv2amgNs_dnrzPhOmUQlwOMvk7/view?usp=sharing |  |  | 4 Mod | 1 | 3744 | 40 % | 6240 | Per Unit |  | Residual Current Circuit Breakers FP A
125 | Final Distribution Products | Residual Current Circuit Breakers | RCCB FP Standard (, 300 mA) | 8536 | FP |  |  |  |  | 300 mA | SCHNIEDER | https://drive.google.com/file/d/1DHOZJNLv2amgNs_dnrzPhOmUQlwOMvk7/view?usp=sharing |  |  | 4 Mod | 1 | 3744 | 40 % | 6240 | Per Unit |  | Residual Current Circuit Breakers FP A
126 | Final Distribution Products | Residual Current Circuit Breakers | RCCB FP Standard (63A, 30 mA) | 8536 | FP | 63A |  |  |  | 30 mA | SCHNIEDER | https://drive.google.com/file/d/1DHOZJNLv2amgNs_dnrzPhOmUQlwOMvk7/view?usp=sharing |  |  | 4 Mod | 1 | 4014 | 40 % | 6690 | Per Unit |  | Residual Current Circuit Breakers FP 63AA
127 | Final Distribution Products | Residual Current Circuit Breakers | RCCB FP Standard (, 100 mA) | 8536 | FP |  |  |  |  | 100 mA | SCHNIEDER | https://drive.google.com/file/d/1DHOZJNLv2amgNs_dnrzPhOmUQlwOMvk7/view?usp=sharing |  |  | 4 Mod | 1 | 4293 | 40 % | 7155 | Per Unit |  | Residual Current Circuit Breakers FP A
128 | Final Distribution Products | Residual Current Circuit Breakers | RCCB FP Standard (, 300 mA) | 8536 | FP |  |  |  |  | 300 mA | SCHNIEDER | https://drive.google.com/file/d/1DHOZJNLv2amgNs_dnrzPhOmUQlwOMvk7/view?usp=sharing |  |  | 4 Mod | 1 | 4293 | 40 % | 7155 | Per Unit |  | Residual Current Circuit Breakers FP A
129 | Final Distribution Products | Residual Current Circuit Breakers | RCCB FP Standard (100A, 30 mA) | 8536 | FP | 100A |  |  |  | 30 mA | SCHNIEDER | https://drive.google.com/file/d/1DHOZJNLv2amgNs_dnrzPhOmUQlwOMvk7/view?usp=sharing |  |  | 4 Mod | 1 | 6999 | 40 % | 11665 | Per Unit |  | Residual Current Circuit Breakers FP 100AA
130 | Final Distribution Products | Residual Current Circuit Breakers | RCCB FP Standard (, 100 mA) | 8536 | FP |  |  |  |  | 100 mA | SCHNIEDER | https://drive.google.com/file/d/1DHOZJNLv2amgNs_dnrzPhOmUQlwOMvk7/view?usp=sharing |  |  | 4 Mod | 1 | 7257 | 40 % | 12095 | Per Unit |  | Residual Current Circuit Breakers FP A
131 | Final Distribution Products | Residual Current Circuit Breakers | RCCB FP Standard (, 300 mA) | 8536 | FP |  |  |  |  | 300 mA | SCHNIEDER | https://drive.google.com/file/d/1DHOZJNLv2amgNs_dnrzPhOmUQlwOMvk7/view?usp=sharing |  |  | 4 Mod | 1 | 7257 | 40 % | 12095 | Per Unit |  | Residual Current Circuit Breakers FP A
132 | Final Distribution Products | Residual Current Circuit Breakers | RCCB 2P Adi (Added Immunity) (25A, 30mA) | 8536 | 2P Adi | 25A |  |  |  | 30mA | SCHNIEDER | https://drive.google.com/file/d/1b4N0DHKHK42pQL3utgqshga7JcwGkyh0/view?usp=sharing |  |  | 2 Mod | 1 | 4767 | 40 % | 7945 | Per Unit |  | Residual Current Circuit Breakers 2P Adi 25AA
133 | Final Distribution Products | Residual Current Circuit Breakers | RCCB 2P Adi (Added Immunity) (, 100mA) | 8536 | 2P Adi |  |  |  |  | 100mA | SCHNIEDER | https://drive.google.com/file/d/1b4N0DHKHK42pQL3utgqshga7JcwGkyh0/view?usp=sharing |  |  | 2 Mod | 1 | 4986 | 40 % | 8310 | Per Unit |  | Residual Current Circuit Breakers 2P Adi A
134 | Final Distribution Products | Residual Current Circuit Breakers | RCCB 2P Adi (Added Immunity) (, 300mA) | 8536 | 2P Adi |  |  |  |  | 300mA | SCHNIEDER | https://drive.google.com/file/d/1b4N0DHKHK42pQL3utgqshga7JcwGkyh0/view?usp=sharing |  |  | 2 Mod | 1 | 4986 | 40 % | 8310 | Per Unit |  | Residual Current Circuit Breakers 2P Adi A
135 | Final Distribution Products | Residual Current Circuit Breakers | RCCB 2P Adi (Added Immunity) (40A, 30mA) | 8536 | 2P Adi | 40A |  |  |  | 30mA | SCHNIEDER | https://drive.google.com/file/d/1b4N0DHKHK42pQL3utgqshga7JcwGkyh0/view?usp=sharing |  |  | 2 Mod | 1 | 5058 | 40 % | 8430 | Per Unit |  | Residual Current Circuit Breakers 2P Adi 40AA
136 | Final Distribution Products | Residual Current Circuit Breakers | RCCB 2P Adi (Added Immunity) (, 100mA) | 8536 | 2P Adi |  |  |  |  | 100mA | SCHNIEDER | https://drive.google.com/file/d/1b4N0DHKHK42pQL3utgqshga7JcwGkyh0/view?usp=sharing |  |  | 2 Mod | 1 | 5139 | 40 % | 8565 | Per Unit |  | Residual Current Circuit Breakers 2P Adi A
137 | Final Distribution Products | Residual Current Circuit Breakers | RCCB 2P Adi (Added Immunity) (, 300mA) | 8536 | 2P Adi |  |  |  |  | 300mA | SCHNIEDER | https://drive.google.com/file/d/1b4N0DHKHK42pQL3utgqshga7JcwGkyh0/view?usp=sharing |  |  | 2 Mod | 1 | 5139 | 40 % | 8565 | Per Unit |  | Residual Current Circuit Breakers 2P Adi A
138 | Final Distribution Products | Residual Current Circuit Breakers | RCCB 2P Adi (Added Immunity) (63A, 30mA) | 8536 | 2P Adi | 63A |  |  |  | 30mA | SCHNIEDER | https://drive.google.com/file/d/1b4N0DHKHK42pQL3utgqshga7JcwGkyh0/view?usp=sharing |  |  | 2 Mod | 1 | 5916 | 40 % | 9860 | Per Unit |  | Residual Current Circuit Breakers 2P Adi 63AA
139 | Final Distribution Products | Residual Current Circuit Breakers | RCCB 2P Adi (Added Immunity) (, 100mA) | 8536 | 2P Adi |  |  |  |  | 100mA | SCHNIEDER | https://drive.google.com/file/d/1b4N0DHKHK42pQL3utgqshga7JcwGkyh0/view?usp=sharing |  |  | 2 Mod | 1 | 6030 | 40 % | 10050 | Per Unit |  | Residual Current Circuit Breakers 2P Adi A
140 | Final Distribution Products | Residual Current Circuit Breakers | RCCB 2P Adi (Added Immunity) (, 300mA) | 8536 | 2P Adi |  |  |  |  | 300mA | SCHNIEDER | https://drive.google.com/file/d/1b4N0DHKHK42pQL3utgqshga7JcwGkyh0/view?usp=sharing |  |  | 2 Mod | 1 | 6030 | 40 % | 10050 | Per Unit |  | Residual Current Circuit Breakers 2P Adi A
141 | Final Distribution Products | Residual Current Circuit Breakers | RCCB 2P Adi (Added Immunity) (100A, 30mA) | 8536 | 2P Adi | 100A |  |  |  | 30mA | SCHNIEDER | https://drive.google.com/file/d/1b4N0DHKHK42pQL3utgqshga7JcwGkyh0/view?usp=sharing |  |  | 2 Mod | 1 | 8742 | 40 % | 14570 | Per Unit |  | Residual Current Circuit Breakers 2P Adi 100AA
142 | Final Distribution Products | Residual Current Circuit Breakers | RCCB 4P Adi (Added Immunity) (25A, 30mA) | 8536 | 4P Adi | 25A |  |  |  | 30mA | SCHNIEDER | https://drive.google.com/file/d/15HU1AyRd-hUBLwwtVuZ2NcAV4A-JJJzT/view?usp=sharing |  |  | 4 Mod | 1 | 5763 | 40 % | 9605 | Per Unit |  | Residual Current Circuit Breakers 4P Adi 25AA
143 | Final Distribution Products | Residual Current Circuit Breakers | RCCB 4P Adi (Added Immunity) (, 100mA) | 8536 | 4P Adi |  |  |  |  | 100mA | SCHNIEDER | https://drive.google.com/file/d/15HU1AyRd-hUBLwwtVuZ2NcAV4A-JJJzT/view?usp=sharing |  |  | 4 Mod | 1 | 5871 | 40 % | 9785 | Per Unit |  | Residual Current Circuit Breakers 4P Adi A
144 | Final Distribution Products | Residual Current Circuit Breakers | RCCB 4P Adi (Added Immunity) (, 300mA) | 8536 | 4P Adi |  |  |  |  | 300mA | SCHNIEDER | https://drive.google.com/file/d/15HU1AyRd-hUBLwwtVuZ2NcAV4A-JJJzT/view?usp=sharing |  |  | 4 Mod | 1 | 5871 | 40 % | 9785 | Per Unit |  | Residual Current Circuit Breakers 4P Adi A
145 | Final Distribution Products | Residual Current Circuit Breakers | RCCB 4P Adi (Added Immunity) (40A, 30mA) | 8536 | 4P Adi | 40A |  |  |  | 30mA | SCHNIEDER | https://drive.google.com/file/d/15HU1AyRd-hUBLwwtVuZ2NcAV4A-JJJzT/view?usp=sharing |  |  | 4 Mod | 1 | 5985 | 40 % | 9975 | Per Unit |  | Residual Current Circuit Breakers 4P Adi 40AA
146 | Final Distribution Products | Residual Current Circuit Breakers | RCCB 4P Adi (Added Immunity) (, 100mA) | 8536 | 4P Adi |  |  |  |  | 100mA | SCHNIEDER | https://drive.google.com/file/d/15HU1AyRd-hUBLwwtVuZ2NcAV4A-JJJzT/view?usp=sharing |  |  | 4 Mod | 1 | 6078 | 40 % | 10130 | Per Unit |  | Residual Current Circuit Breakers 4P Adi A
147 | Final Distribution Products | Residual Current Circuit Breakers | RCCB 4P Adi (Added Immunity) (, 300mA) | 8536 | 4P Adi |  |  |  |  | 300mA | SCHNIEDER | https://drive.google.com/file/d/15HU1AyRd-hUBLwwtVuZ2NcAV4A-JJJzT/view?usp=sharing |  |  | 4 Mod | 1 | 6078 | 40 % | 10130 | Per Unit |  | Residual Current Circuit Breakers 4P Adi A
148 | Final Distribution Products | Residual Current Circuit Breakers | RCCB 4P Adi (Added Immunity) (63A, 30mA) | 8536 | 4P Adi | 63A |  |  |  | 30mA | SCHNIEDER | https://drive.google.com/file/d/15HU1AyRd-hUBLwwtVuZ2NcAV4A-JJJzT/view?usp=sharing |  |  | 4 Mod | 1 | 6516 | 40 % | 10860 | Per Unit |  | Residual Current Circuit Breakers 4P Adi 63AA
149 | Final Distribution Products | Residual Current Circuit Breakers | RCCB 4P Adi (Added Immunity) (, 100mA) | 8536 | 4P Adi |  |  |  |  | 100mA | SCHNIEDER | https://drive.google.com/file/d/15HU1AyRd-hUBLwwtVuZ2NcAV4A-JJJzT/view?usp=sharing |  |  | 4 Mod | 1 | 6651 | 40 % | 11085 | Per Unit |  | Residual Current Circuit Breakers 4P Adi A
150 | Final Distribution Products | Residual Current Circuit Breakers | RCCB 4P Adi (Added Immunity) (, 300mA) | 8536 | 4P Adi |  |  |  |  | 300mA | SCHNIEDER | https://drive.google.com/file/d/15HU1AyRd-hUBLwwtVuZ2NcAV4A-JJJzT/view?usp=sharing |  |  | 4 Mod | 1 | 6651 | 40 % | 11085 | Per Unit |  | Residual Current Circuit Breakers 4P Adi A
151 | Final Distribution Products | Residual Current Circuit Breakers | RCCB 4P Adi (Added Immunity) (100A, 30mA) | 8536 | 4P Adi | 100A |  |  |  | 30mA | SCHNIEDER | https://drive.google.com/file/d/15HU1AyRd-hUBLwwtVuZ2NcAV4A-JJJzT/view?usp=sharing |  |  | 4 Mod | 1 | 10380 | 40 % | 17300 | Per Unit |  | Residual Current Circuit Breakers 4P Adi 100AA
152 | Final Distribution Products | Residual Current Circuit Breakers | RCCB 4P Adi (Added Immunity) (, 300mA) | 8536 | 4P Adi |  |  |  |  | 300mA | SCHNIEDER | https://drive.google.com/file/d/15HU1AyRd-hUBLwwtVuZ2NcAV4A-JJJzT/view?usp=sharing |  |  | 4 Mod | 1 | 10380 | 40 % | 17300 | Per Unit |  | Residual Current Circuit Breakers 4P Adi A
153 | Final Distribution Products | Residual Current Breakers with Overcurrent | RCBO 2P AC (6A, 10mA) 10kA | 8536 | 2P AC | 6A |  | 10kA |  | 10mA | SCHNIEDER | https://drive.google.com/file/d/1o3Z_0VdscbMD_vZux4ak_kpQELmwZKda/view?usp=sharing |  |  | 2 Mod | 1 | 4269 | 40 % | 7115 | Per Unit |  | Residual Current Breakers with Overcurrent 2P AC 6AA
154 | Final Distribution Products | Residual Current Breakers with Overcurrent | RCBO 2P AC (, 30mA) 10kA | 8536 | 2P AC |  |  | 10kA |  | 30mA | SCHNIEDER | https://drive.google.com/file/d/1o3Z_0VdscbMD_vZux4ak_kpQELmwZKda/view?usp=sharing |  |  | 2 Mod | 1 | 4269 | 40 % | 7115 | Per Unit |  | Residual Current Breakers with Overcurrent 2P AC A
155 | Final Distribution Products | Residual Current Breakers with Overcurrent | RCBO 2P AC (, 100mA) 10kA | 8536 | 2P AC |  |  | 10kA |  | 100mA | SCHNIEDER | https://drive.google.com/file/d/1o3Z_0VdscbMD_vZux4ak_kpQELmwZKda/view?usp=sharing |  |  | 2 Mod | 1 | 4356 | 40 % | 7260 | Per Unit |  | Residual Current Breakers with Overcurrent 2P AC A
156 | Final Distribution Products | Residual Current Breakers with Overcurrent | RCBO 2P AC (, 300mA) 10kA | 8536 | 2P AC |  |  | 10kA |  | 300mA | SCHNIEDER | https://drive.google.com/file/d/1o3Z_0VdscbMD_vZux4ak_kpQELmwZKda/view?usp=sharing |  |  | 2 Mod | 1 | 4407 | 40 % | 7345 | Per Unit |  | Residual Current Breakers with Overcurrent 2P AC A
157 | Final Distribution Products | Residual Current Breakers with Overcurrent | RCBO 2P AC (10A, 10mA) 10kA | 8536 | 2P AC | 10A |  | 10kA |  | 10mA | SCHNIEDER | https://drive.google.com/file/d/1o3Z_0VdscbMD_vZux4ak_kpQELmwZKda/view?usp=sharing |  |  | 2 Mod | 1 | 4269 | 40 % | 7115 | Per Unit |  | Residual Current Breakers with Overcurrent 2P AC 10AA
158 | Final Distribution Products | Residual Current Breakers with Overcurrent | RCBO 2P AC (, 30mA) 10kA | 8536 | 2P AC |  |  | 10kA |  | 30mA | SCHNIEDER | https://drive.google.com/file/d/1o3Z_0VdscbMD_vZux4ak_kpQELmwZKda/view?usp=sharing |  |  | 2 Mod | 1 | 4269 | 40 % | 7115 | Per Unit |  | Residual Current Breakers with Overcurrent 2P AC A
159 | Final Distribution Products | Residual Current Breakers with Overcurrent | RCBO 2P AC (, 100mA) 10kA | 8536 | 2P AC |  |  | 10kA |  | 100mA | SCHNIEDER | https://drive.google.com/file/d/1o3Z_0VdscbMD_vZux4ak_kpQELmwZKda/view?usp=sharing |  |  | 2 Mod | 1 | 4356 | 40 % | 7260 | Per Unit |  | Residual Current Breakers with Overcurrent 2P AC A
160 | Final Distribution Products | Residual Current Breakers with Overcurrent | RCBO 2P AC (, 300mA) 10kA | 8536 | 2P AC |  |  | 10kA |  | 300mA | SCHNIEDER | https://drive.google.com/file/d/1o3Z_0VdscbMD_vZux4ak_kpQELmwZKda/view?usp=sharing |  |  | 2 Mod | 1 | 4407 | 40 % | 7345 | Per Unit |  | Residual Current Breakers with Overcurrent 2P AC A
161 | Final Distribution Products | Residual Current Breakers with Overcurrent | RCBO 2P AC (16A, 10mA) 10kA | 8536 | 2P AC | 16A |  | 10kA |  | 10mA | SCHNIEDER | https://drive.google.com/file/d/1o3Z_0VdscbMD_vZux4ak_kpQELmwZKda/view?usp=sharing |  |  | 2 Mod | 1 | 4269 | 40 % | 7115 | Per Unit |  | Residual Current Breakers with Overcurrent 2P AC 16AA
162 | Final Distribution Products | Residual Current Breakers with Overcurrent | RCBO 2P AC (, 30mA) 10kA | 8536 | 2P AC |  |  | 10kA |  | 30mA | SCHNIEDER | https://drive.google.com/file/d/1o3Z_0VdscbMD_vZux4ak_kpQELmwZKda/view?usp=sharing |  |  | 2 Mod | 1 | 4269 | 40 % | 7115 | Per Unit |  | Residual Current Breakers with Overcurrent 2P AC A
163 | Final Distribution Products | Residual Current Breakers with Overcurrent | RCBO 2P AC (, 100mA) 10kA | 8536 | 2P AC |  |  | 10kA |  | 100mA | SCHNIEDER | https://drive.google.com/file/d/1o3Z_0VdscbMD_vZux4ak_kpQELmwZKda/view?usp=sharing |  |  | 2 Mod | 1 | 4356 | 40 % | 7260 | Per Unit |  | Residual Current Breakers with Overcurrent 2P AC A
164 | Final Distribution Products | Residual Current Breakers with Overcurrent | RCBO 2P AC (, 300mA) 10kA | 8536 | 2P AC |  |  | 10kA |  | 300mA | SCHNIEDER | https://drive.google.com/file/d/1o3Z_0VdscbMD_vZux4ak_kpQELmwZKda/view?usp=sharing |  |  | 2 Mod | 1 | 4407 | 40 % | 7345 | Per Unit |  | Residual Current Breakers with Overcurrent 2P AC A
165 | Final Distribution Products | Residual Current Breakers with Overcurrent | RCBO 2P AC (20A, 30mA) 10kA | 8536 | 2P AC | 20A |  | 10kA |  | 30mA | SCHNIEDER | https://drive.google.com/file/d/1o3Z_0VdscbMD_vZux4ak_kpQELmwZKda/view?usp=sharing |  |  | 2 Mod | 1 | 4269 | 40 % | 7115 | Per Unit |  | Residual Current Breakers with Overcurrent 2P AC 20AA
166 | Final Distribution Products | Residual Current Breakers with Overcurrent | RCBO 2P AC (, 100mA) 10kA | 8536 | 2P AC |  |  | 10kA |  | 100mA | SCHNIEDER | https://drive.google.com/file/d/1o3Z_0VdscbMD_vZux4ak_kpQELmwZKda/view?usp=sharing |  |  | 2 Mod | 1 | 4356 | 40 % | 7260 | Per Unit |  | Residual Current Breakers with Overcurrent 2P AC A
167 | Final Distribution Products | Residual Current Breakers with Overcurrent | RCBO 2P AC (, 300mA) 10kA | 8536 | 2P AC |  |  | 10kA |  | 300mA | SCHNIEDER | https://drive.google.com/file/d/1o3Z_0VdscbMD_vZux4ak_kpQELmwZKda/view?usp=sharing |  |  | 2 Mod | 1 | 4407 | 40 % | 7345 | Per Unit |  | Residual Current Breakers with Overcurrent 2P AC A
168 | Final Distribution Products | Residual Current Breakers with Overcurrent | RCBO 2P AC (25A, 30mA) 10kA | 8536 | 2P AC | 25A |  | 10kA |  | 30mA | SCHNIEDER | https://drive.google.com/file/d/1o3Z_0VdscbMD_vZux4ak_kpQELmwZKda/view?usp=sharing |  |  | 2 Mod | 1 | 4269 | 40 % | 7115 | Per Unit |  | Residual Current Breakers with Overcurrent 2P AC 25AA
169 | Final Distribution Products | Residual Current Breakers with Overcurrent | RCBO 2P AC (, 100mA) 10kA | 8536 | 2P AC |  |  | 10kA |  | 100mA | SCHNIEDER | https://drive.google.com/file/d/1o3Z_0VdscbMD_vZux4ak_kpQELmwZKda/view?usp=sharing |  |  | 2 Mod | 1 | 4356 | 40 % | 7260 | Per Unit |  | Residual Current Breakers with Overcurrent 2P AC A
170 | Final Distribution Products | Residual Current Breakers with Overcurrent | RCBO 2P AC (, 300mA) 10kA | 8536 | 2P AC |  |  | 10kA |  | 300mA | SCHNIEDER | https://drive.google.com/file/d/1o3Z_0VdscbMD_vZux4ak_kpQELmwZKda/view?usp=sharing |  |  | 2 Mod | 1 | 4407 | 40 % | 7345 | Per Unit |  | Residual Current Breakers with Overcurrent 2P AC A
171 | Final Distribution Products | Residual Current Breakers with Overcurrent | RCBO 2P AC (32A, 30mA) 10kA | 8536 | 2P AC | 32A |  | 10kA |  | 30mA | SCHNIEDER | https://drive.google.com/file/d/1o3Z_0VdscbMD_vZux4ak_kpQELmwZKda/view?usp=sharing |  |  | 2 Mod | 1 | 4269 | 40 % | 7115 | Per Unit |  | Residual Current Breakers with Overcurrent 2P AC 32AA
172 | Final Distribution Products | Residual Current Breakers with Overcurrent | RCBO 2P AC (, 100mA) 10kA | 8536 | 2P AC |  |  | 10kA |  | 100mA | SCHNIEDER | https://drive.google.com/file/d/1o3Z_0VdscbMD_vZux4ak_kpQELmwZKda/view?usp=sharing |  |  | 2 Mod | 1 | 4356 | 40 % | 7260 | Per Unit |  | Residual Current Breakers with Overcurrent 2P AC A
173 | Final Distribution Products | Residual Current Breakers with Overcurrent | RCBO 2P AC (, 300mA) 10kA | 8536 | 2P AC |  |  | 10kA |  | 300mA | SCHNIEDER | https://drive.google.com/file/d/1o3Z_0VdscbMD_vZux4ak_kpQELmwZKda/view?usp=sharing |  |  | 2 Mod | 1 | 4407 | 40 % | 7345 | Per Unit |  | Residual Current Breakers with Overcurrent 2P AC A
174 | Final Distribution Products | Residual Current Breakers with Overcurrent | RCBO 4P AC (40A, 30mA) 10kA | 8536 | 4P AC | 40A |  | 10kA |  | 30mA | SCHNIEDER | https://drive.google.com/file/d/1D5A8S49TPNAEWs0DF-Px8iqVemg2FmFO/view?usp=sharing |  |  | 2 Mod | 1 | 4269 | 40 % | 7115 | Per Unit |  | Residual Current Breakers with Overcurrent 4P AC 40AA
175 | Final Distribution Products | Residual Current Breakers with Overcurrent | RCBO 4P AC (, 100mA) 10kA | 8536 | 4P AC |  |  | 10kA |  | 100mA | SCHNIEDER | https://drive.google.com/file/d/1D5A8S49TPNAEWs0DF-Px8iqVemg2FmFO/view?usp=sharing |  |  | 2 Mod | 1 | 4356 | 40 % | 7260 | Per Unit |  | Residual Current Breakers with Overcurrent 4P AC A
176 | Final Distribution Products | Residual Current Breakers with Overcurrent | RCBO 4P AC (, 300mA) 10kA | 8536 | 4P AC |  |  | 10kA |  | 300mA | SCHNIEDER | https://drive.google.com/file/d/1D5A8S49TPNAEWs0DF-Px8iqVemg2FmFO/view?usp=sharing |  |  | 2 Mod | 1 | 4407 | 40 % | 7345 | Per Unit |  | Residual Current Breakers with Overcurrent 4P AC A
177 | Final Distribution Products | Residual Current Breakers with Overcurrent | RCBO 2P AC (63A, 30mA) 10kA | 8536 | 2P AC | 63A |  | 10kA |  | 30mA | SCHNIEDER | https://drive.google.com/file/d/1o3Z_0VdscbMD_vZux4ak_kpQELmwZKda/view?usp=sharing |  |  | 4 Mod | 1 | 5166 | 40 % | 8610 | Per Unit |  | Residual Current Breakers with Overcurrent 2P AC 63AA
178 | Final Distribution Products | Residual Current Breakers with Overcurrent | RCBO 2P AC (, 100mA) 10kA | 8536 | 2P AC |  |  | 10kA |  | 100mA | SCHNIEDER | https://drive.google.com/file/d/1o3Z_0VdscbMD_vZux4ak_kpQELmwZKda/view?usp=sharing |  |  | 4 Mod | 1 | 5478 | 40 % | 9130 | Per Unit |  | Residual Current Breakers with Overcurrent 2P AC A
179 | Final Distribution Products | Residual Current Breakers with Overcurrent | RCBO 2P AC (, 300mA) 10kA | 8536 | 2P AC |  |  | 10kA |  | 300mA | SCHNIEDER | https://drive.google.com/file/d/1o3Z_0VdscbMD_vZux4ak_kpQELmwZKda/view?usp=sharing |  |  | 4 Mod | 1 | 5520 | 40 % | 9200 | Per Unit |  | Residual Current Breakers with Overcurrent 2P AC A
180 | Final Distribution Products | Residual Current Breakers with Overcurrent | RCBO 4P AC (16A, 30mA) 10kA | 8536 | 4P AC | 16A |  | 10kA |  | 30mA | SCHNIEDER | https://drive.google.com/file/d/1D5A8S49TPNAEWs0DF-Px8iqVemg2FmFO/view?usp=sharing |  |  | 7.5 Mod | 1 | 4668 | 40 % | 7780 | Per Unit |  | Residual Current Breakers with Overcurrent 4P AC 16AA
181 | Final Distribution Products | Residual Current Breakers with Overcurrent | RCBO 4P AC (, 100mA) 10kA | 8536 | 4P AC |  |  | 10kA |  | 100mA | SCHNIEDER | https://drive.google.com/file/d/1D5A8S49TPNAEWs0DF-Px8iqVemg2FmFO/view?usp=sharing |  |  | 7.5 Mod | 1 | 5196 | 40 % | 8660 | Per Unit |  | Residual Current Breakers with Overcurrent 4P AC A
182 | Final Distribution Products | Residual Current Breakers with Overcurrent | RCBO 4P AC (, 300mA) 10kA | 8536 | 4P AC |  |  | 10kA |  | 300mA | SCHNIEDER | https://drive.google.com/file/d/1D5A8S49TPNAEWs0DF-Px8iqVemg2FmFO/view?usp=sharing |  |  | 7.5 Mod | 1 | 5301 | 40 % | 8835 | Per Unit |  | Residual Current Breakers with Overcurrent 4P AC A
183 | Final Distribution Products | Residual Current Breakers with Overcurrent | RCBO 4P AC (20A, 30mA) 10kA | 8536 | 4P AC | 20A |  | 10kA |  | 30mA | SCHNIEDER | https://drive.google.com/file/d/1D5A8S49TPNAEWs0DF-Px8iqVemg2FmFO/view?usp=sharing |  |  | 7.5 Mod | 1 | 4668 | 40 % | 7780 | Per Unit |  | Residual Current Breakers with Overcurrent 4P AC 20AA
184 | Final Distribution Products | Residual Current Breakers with Overcurrent | RCBO 4P AC (, 100mA) 10kA | 8536 | 4P AC |  |  | 10kA |  | 100mA | SCHNIEDER | https://drive.google.com/file/d/1D5A8S49TPNAEWs0DF-Px8iqVemg2FmFO/view?usp=sharing |  |  | 7.5 Mod | 1 | 5196 | 40 % | 8660 | Per Unit |  | Residual Current Breakers with Overcurrent 4P AC A
185 | Final Distribution Products | Residual Current Breakers with Overcurrent | RCBO 4P AC (, 300mA) 10kA | 8536 | 4P AC |  |  | 10kA |  | 300mA | SCHNIEDER | https://drive.google.com/file/d/1D5A8S49TPNAEWs0DF-Px8iqVemg2FmFO/view?usp=sharing |  |  | 7.5 Mod | 1 | 5301 | 40 % | 8835 | Per Unit |  | Residual Current Breakers with Overcurrent 4P AC A
186 | Final Distribution Products | Residual Current Breakers with Overcurrent | RCBO 4P AC (25A, 30mA) 10kA | 8536 | 4P AC | 25A |  | 10kA |  | 30mA | SCHNIEDER | https://drive.google.com/file/d/1D5A8S49TPNAEWs0DF-Px8iqVemg2FmFO/view?usp=sharing |  |  | 7.5 Mod | 1 | 4668 | 40 % | 7780 | Per Unit |  | Residual Current Breakers with Overcurrent 4P AC 25AA
187 | Final Distribution Products | Residual Current Breakers with Overcurrent | RCBO 4P AC (, 100mA) 10kA | 8536 | 4P AC |  |  | 10kA |  | 100mA | SCHNIEDER | https://drive.google.com/file/d/1D5A8S49TPNAEWs0DF-Px8iqVemg2FmFO/view?usp=sharing |  |  | 7.5 Mod | 1 | 5196 | 40 % | 8660 | Per Unit |  | Residual Current Breakers with Overcurrent 4P AC A
188 | Final Distribution Products | Residual Current Breakers with Overcurrent | RCBO 4P AC (, 300mA) 10kA | 8536 | 4P AC |  |  | 10kA |  | 300mA | SCHNIEDER | https://drive.google.com/file/d/1D5A8S49TPNAEWs0DF-Px8iqVemg2FmFO/view?usp=sharing |  |  | 7.5 Mod | 1 | 5301 | 40 % | 8835 | Per Unit |  | Residual Current Breakers with Overcurrent 4P AC A
189 | Final Distribution Products | Residual Current Breakers with Overcurrent | RCBO 4P AC (32A, 30mA) 10kA | 8536 | 4P AC | 32A |  | 10kA |  | 30mA | SCHNIEDER | https://drive.google.com/file/d/1D5A8S49TPNAEWs0DF-Px8iqVemg2FmFO/view?usp=sharing |  |  | 7.5 Mod | 1 | 4821 | 40 % | 8035 | Per Unit |  | Residual Current Breakers with Overcurrent 4P AC 32AA
190 | Final Distribution Products | Residual Current Breakers with Overcurrent | RCBO 4P AC (, 100mA) 10kA | 8536 | 4P AC |  |  | 10kA |  | 100mA | SCHNIEDER | https://drive.google.com/file/d/1D5A8S49TPNAEWs0DF-Px8iqVemg2FmFO/view?usp=sharing |  |  | 7.5 Mod | 1 | 5199 | 40 % | 8665 | Per Unit |  | Residual Current Breakers with Overcurrent 4P AC A
191 | Final Distribution Products | Residual Current Breakers with Overcurrent | RCBO 4P AC (, 300mA) 10kA | 8536 | 4P AC |  |  | 10kA |  | 300mA | SCHNIEDER | https://drive.google.com/file/d/1D5A8S49TPNAEWs0DF-Px8iqVemg2FmFO/view?usp=sharing |  |  | 7.5 Mod | 1 | 5316 | 40 % | 8860 | Per Unit |  | Residual Current Breakers with Overcurrent 4P AC A
192 | Final Distribution Products | Residual Current Breakers with Overcurrent | RCBO 4P AC (40A, 30mA) 10kA | 8536 | 4P AC | 40A |  | 10kA |  | 30mA | SCHNIEDER | https://drive.google.com/file/d/1D5A8S49TPNAEWs0DF-Px8iqVemg2FmFO/view?usp=sharing |  |  | 7.5 Mod | 1 | 4896 | 40 % | 8160 | Per Unit |  | Residual Current Breakers with Overcurrent 4P AC 40AA
193 | Final Distribution Products | Residual Current Breakers with Overcurrent | RCBO 4P AC (, 100mA) 10kA | 8536 | 4P AC |  |  | 10kA |  | 100mA | SCHNIEDER | https://drive.google.com/file/d/1D5A8S49TPNAEWs0DF-Px8iqVemg2FmFO/view?usp=sharing |  |  | 7.5 Mod | 1 | 5199 | 40 % | 8665 | Per Unit |  | Residual Current Breakers with Overcurrent 4P AC A
194 | Final Distribution Products | Residual Current Breakers with Overcurrent | RCBO 4P AC (, 300mA) 10kA | 8536 | 4P AC |  |  | 10kA |  | 300mA | SCHNIEDER | https://drive.google.com/file/d/1D5A8S49TPNAEWs0DF-Px8iqVemg2FmFO/view?usp=sharing |  |  | 7.5 Mod | 1 | 5334 | 40 % | 8890 | Per Unit |  | Residual Current Breakers with Overcurrent 4P AC A
195 | Final Distribution Products | Residual Current Breakers with Overcurrent | RCBO 4P AC (63A, 30mA) 10kA | 8536 | 4P AC | 63A |  | 10kA |  | 30mA | SCHNIEDER | https://drive.google.com/file/d/1D5A8S49TPNAEWs0DF-Px8iqVemg2FmFO/view?usp=sharing |  |  | 7.5 Mod | 1 | 5868 | 40 % | 9780 | Per Unit |  | Residual Current Breakers with Overcurrent 4P AC 63AA
196 | Final Distribution Products | Residual Current Breakers with Overcurrent | RCBO 4P AC (, 100mA) 10kA | 8536 | 4P AC |  |  | 10kA |  | 100mA | SCHNIEDER | https://drive.google.com/file/d/1D5A8S49TPNAEWs0DF-Px8iqVemg2FmFO/view?usp=sharing |  |  | 7.5 Mod | 1 | 5979 | 40 % | 9965 | Per Unit |  | Residual Current Breakers with Overcurrent 4P AC A
197 | Final Distribution Products | Residual Current Breakers with Overcurrent | RCBO 4P AC (, 300mA) 10kA | 8536 | 4P AC |  |  | 10kA |  | 300mA | SCHNIEDER | https://drive.google.com/file/d/1D5A8S49TPNAEWs0DF-Px8iqVemg2FmFO/view?usp=sharing |  |  | 7.5 Mod | 1 | 5979 | 40 % | 9965 | Per Unit |  | Residual Current Breakers with Overcurrent 4P AC A
198 | Final Distribution Products | Residual Current Breakers with Overcurrent | RCBO 4P AC (80A, 30mA) 10kA | 8536 | 4P AC | 80A |  | 10kA |  | 30mA | SCHNIEDER | https://drive.google.com/file/d/1D5A8S49TPNAEWs0DF-Px8iqVemg2FmFO/view?usp=sharing |  |  | 12 Mod | 1 | 22737 | 40 % | 37895 | Per Unit |  | Residual Current Breakers with Overcurrent 4P AC 80AA
199 | Final Distribution Products | Residual Current Breakers with Overcurrent | RCBO 4P AC (, 100mA) 10kA | 8536 | 4P AC |  |  | 10kA |  | 100mA | SCHNIEDER | https://drive.google.com/file/d/1D5A8S49TPNAEWs0DF-Px8iqVemg2FmFO/view?usp=sharing |  |  | 12 Mod | 1 | 23247 | 40 % | 38745 | Per Unit |  | Residual Current Breakers with Overcurrent 4P AC A
200 | Final Distribution Products | Residual Current Breakers with Overcurrent | RCBO 4P AC (, 300mA) 10kA | 8536 | 4P AC |  |  | 10kA |  | 300mA | SCHNIEDER | https://drive.google.com/file/d/1D5A8S49TPNAEWs0DF-Px8iqVemg2FmFO/view?usp=sharing |  |  | 12 Mod | 1 | 23247 | 40 % | 38745 | Per Unit |  | Residual Current Breakers with Overcurrent 4P AC A
201 | Final Distribution Products | Residual Current Breakers with Overcurrent | RCBO 2P AC (100A, 30mA) 10kA | 8536 | 2P AC | 100A |  | 10kA |  | 30mA | SCHNIEDER | https://drive.google.com/file/d/1o3Z_0VdscbMD_vZux4ak_kpQELmwZKda/view?usp=sharing |  |  | 12 Mod | 1 | 24309 | 40 % | 40515 | Per Unit |  | Residual Current Breakers with Overcurrent 2P AC 100AA
202 | Final Distribution Products | Residual Current Breakers with Overcurrent | RCBO 2P AC (, 100mA) 10kA | 8536 | 2P AC |  |  | 10kA |  | 100mA | SCHNIEDER | https://drive.google.com/file/d/1o3Z_0VdscbMD_vZux4ak_kpQELmwZKda/view?usp=sharing |  |  | 12 Mod | 1 | 24891 | 40 % | 41485 | Per Unit |  | Residual Current Breakers with Overcurrent 2P AC A
203 | Final Distribution Products | Residual Current Breakers with Overcurrent | RCBO 2P AC (, 300mA) 10kA | 8536 | 2P AC |  |  | 10kA |  | 300mA | SCHNIEDER | https://drive.google.com/file/d/1o3Z_0VdscbMD_vZux4ak_kpQELmwZKda/view?usp=sharing |  |  | 12 Mod | 1 | 24891 | 40 % | 41485 | Per Unit |  | Residual Current Breakers with Overcurrent 2P AC A
204 | Final Distribution Products | Industrial Plugs & Sockets | Industrial Plugs 16A, 2P+E () | 8536 | [6 empty] | LEGRAND | https://drive.google.com/file/d/1rkCLVbHuhZJakugcbL6nLWNXtoB8duNw/view?usp=sharing |  |  |  | 1 | 420 | 40 % | 700 | Per Unit |  | Industrial Plugs & Sockets Industrial Plugs 16A, 2P+E ()
205 | Final Distribution Products | Industrial Plugs & Sockets | Industrial Plugs 32A, 3P+E () | 8536 | [6 empty] | LEGRAND | https://drive.google.com/file/d/1rkCLVbHuhZJakugcbL6nLWNXtoB8duNw/view?usp=sharing |  |  |  | 1 | 783 | 40 % | 1305 | Per Unit |  | Industrial Plugs & Sockets Industrial Plugs 32A, 3P+E ()
206 | Final Distribution Products | Industrial Plugs & Sockets | Industrial Plugs 32A, 3P + N + E () | 8536 | [6 empty] | LEGRAND | https://drive.google.com/file/d/1rkCLVbHuhZJakugcbL6nLWNXtoB8duNw/view?usp=sharing |  |  |  | 1 | 1440 | 40 % | 2400 | Per Unit |  | Industrial Plugs & Sockets Industrial Plugs 32A, 3P + N + E ()
304 | Final Distribution Products | Distribution Boards & Accessories | 10 A, 2 Pin + SC^ | 8537 | [6 empty] | LK | https://drive.google.com/file/d/1F_YrNUWYICFp9pDu086HdjJCL-y0SLNL/view?usp=sharing |  |  |  | 1 | 1635 | 40 % | 2725 | Per Unit |  | Distribution Boards & Accessories 10 A, 2 Pin + SC^
268 | Final Distribution Products | Distribution Boards & Accessories | 10 way | 8537 | [6 empty] | LK | https://drive.google.com/file/d/1yC35LO4cvHg5r6YSKQ-6TYVzVnB91Idp/view?usp=sharing |  |  |  | 1 | 11889 | 40 % | 19815 | Per Unit |  | Distribution Boards & Accessories 10 way
210 | Final Distribution Products | Distribution Boards & Accessories | 12 way | 8537 | [6 empty] | LEGRAND | https://drive.google.com/file/d/1h-4qv1StXiEsIFwGgyKY2K2F3VrqVNbs/view?usp=sharing |  |  |  | 1 | 1866 | 40 % | 3110 | Per Unit |  | Distribution Boards & Accessories 12 way
311 | Final Distribution Products | Distribution Boards & Accessories | 16 A, 3 Pin | 8537 | [7 empty] | https://drive.google.com/file/d/1F_YrNUWYICFp9pDu086HdjJCL-y0SLNL/view?usp=sharing |  |  |  | 1 | 2673 | 40 % | 4455 | Per Unit |  | Distribution Boards & Accessories 16 A, 3 Pin
211 | Final Distribution Products | Distribution Boards & Accessories | 16 way | 8537 | [6 empty] | LK | https://drive.google.com/file/d/1sWmwhNRdG9oYGMhtkolLzgWiEtEugPZe/view?usp=sharing |  |  |  | 1 | 2286 | 40 % | 3810 | Per Unit |  | Distribution Boards & Accessories 16 way
237 | Final Distribution Products | Distribution Boards & Accessories | 16 way 8 | 8537 | [6 empty] | LK | https://drive.google.com/file/d/1sWmwhNRdG9oYGMhtkolLzgWiEtEugPZe/view?usp=sharing |  |  |  | 1 | 9126 | 40 % | 15210 | Per Unit |  | Distribution Boards & Accessories 16 way 8
212 | Final Distribution Products | Distribution Boards & Accessories | 18 way | 8537 | [6 empty] | LK | https://drive.google.com/file/d/1sWmwhNRdG9oYGMhtkolLzgWiEtEugPZe/view?usp=sharing |  |  |  | 1 | 2658 | 40 % | 4430 | Per Unit |  | Distribution Boards & Accessories 18 way
300 | Final Distribution Products | Distribution Boards & Accessories | 2 Row 28 Module | 8537 | [6 empty] | LK | https://drive.google.com/file/d/1sWmwhNRdG9oYGMhtkolLzgWiEtEugPZe/view?usp=sharing |  |  |  | 1 | 5286 | 40 % | 8810 | Per Unit |  | Distribution Boards & Accessories 2 Row 28 Module
305 | Final Distribution Products | Distribution Boards & Accessories | 20 A, 2 Pin + SC^ | 8537 | [7 empty] | https://drive.google.com/file/d/1F_YrNUWYICFp9pDu086HdjJCL-y0SLNL/view?usp=sharing |  |  |  | 1 | 1758 | 40 % | 2930 | Per Unit |  | Distribution Boards & Accessories 20 A, 2 Pin + SC^
307 | Final Distribution Products | Distribution Boards & Accessories | 20 A, 3 Pin + SC^ | 8537 | [7 empty] | https://drive.google.com/file/d/1F_YrNUWYICFp9pDu086HdjJCL-y0SLNL/view?usp=sharing |  |  |  | 1 | 3228 | 40 % | 5380 | Per Unit |  | Distribution Boards & Accessories 20 A, 3 Pin + SC^
312 | Final Distribution Products | Distribution Boards & Accessories | 32 A, 3 Pin | 8537 | [6 empty] | LK | https://drive.google.com/file/d/1Sbk7GfZYbjC9CSgSD7m5-T__eTTSqGAW/view?usp=sharing |  |  |  | 1 | 2883 | 40 % | 4805 | Per Unit |  | Distribution Boards & Accessories 32 A, 3 Pin
308 | Final Distribution Products | Distribution Boards & Accessories | 32 A, 3 Pin + SC^ | 8537 | [6 empty] | LK | https://drive.google.com/file/d/1Sbk7GfZYbjC9CSgSD7m5-T__eTTSqGAW/view?usp=sharing |  |  |  | 1 | 3822 | 40 % | 6370 | Per Unit |  | Distribution Boards & Accessories 32 A, 3 Pin + SC^
313 | Final Distribution Products | Distribution Boards & Accessories | 32 A, 5 Pin | 8537 | [6 empty] | LK | https://drive.google.com/file/d/1X1AyzxEWK58kfSaV2Nj5Ya674VGVYjHY/view?usp=sharing |  |  |  | 1 | 4815 | 40 % | 8025 | Per Unit |  | Distribution Boards & Accessories 32 A, 5 Pin
297 | Final Distribution Products | Distribution Boards & Accessories | 4 way | 8537 | [6 empty] | LEGRAND | https://drive.google.com/file/d/1hXnZyFoNyKEM834m-ZalDjuIP1-XIS07/view?usp=sharing |  |  |  | 1 | 29448 | 40 % | 49080 | Per Unit |  | Distribution Boards & Accessories 4 way
208 | Final Distribution Products | Distribution Boards & Accessories | 6 way | 8537 | [6 empty] | LEGRAND | https://drive.google.com/file/d/19xSi_xtPOyoCPpVAmrJTX5_m7KUmi_Ws/view?usp=sharing |  |  |  | 1 | 1365 | 40 % | 2275 | Per Unit |  | Distribution Boards & Accessories 6 way
314 | Final Distribution Products | Distribution Boards & Accessories | 63 A, 5 Pin | 8537 | [6 empty] | LK | https://drive.google.com/file/d/1o8NRIU81if2lpIaXRlLGSOZsl0DctyuO/view?usp=sharing |  |  |  | 1 | 12072 | 40 % | 20120 | Per Unit |  | Distribution Boards & Accessories 63 A, 5 Pin
310 | Final Distribution Products | Distribution Boards & Accessories | 63 A, 5 Pin + SC^ | 8537 | [6 empty] | LK | https://drive.google.com/file/d/1o8NRIU81if2lpIaXRlLGSOZsl0DctyuO/view?usp=sharing |  |  |  | 1 | 13773 | 40 % | 22955 | Per Unit |  | Distribution Boards & Accessories 63 A, 5 Pin + SC^
209 | Final Distribution Products | Distribution Boards & Accessories | 8 way | 8537 | [6 empty] | LK | https://drive.google.com/file/d/1yC35LO4cvHg5r6YSKQ-6TYVzVnB91Idp/view?usp=sharing |  |  |  | 1 | 1572 | 40 % | 2620 | Per Unit |  | Distribution Boards & Accessories 8 way

## Lugs
sr | Material | Category | sub category | Product Name | Rate (Rs.) | Discount | size | images
1 | Copper | Ring | Standard | Ring Type Copper Lugs Standard | On request | On request | ALL SIZE AVAILABLE | https://drive.google.com/open?id=1DYBUk07eatFjjjp3DGTmzSWymbHsvxG3
2 | Copper | Pin | Standard | Pin Type Copper Lugs Standard | On request | On request | ALL SIZE AVAILABLE | https://drive.google.com/open?id=1fGUS6oi2pwvI6Lisu_kzGMXmMPb8v056
3 | Copper | Tubular | Long Barrel Ring | Tubular Type Copper Lugs Long Barrel Ring | On request | On request | ALL SIZE AVAILABLE | https://drive.google.com/file/d/1FaQaPzBMmHv_I2Xl6YZ4F9EuCd3e1Sup/view?usp=sharing
4 | Copper | Tubular | Long Barrel Pin | Tubular Type Copper Lugs Long Barrel Pin | On request | On request | ALL SIZE AVAILABLE | https://drive.google.com/file/d/1FaQaPzBMmHv_I2Xl6YZ4F9EuCd3e1Sup/view?usp=sharing
5 | Copper | Tubular | Short Barrel Ring | Tubular Type Copper Lugs Short Barrel Ring | On request | On request | ALL SIZE AVAILABLE | https://drive.google.com/file/d/1I70GtatNJlrSVz4l5cNGPaundiFROZva/view?usp=sharing
6 | Copper | Tubular | Short Barrel Pin | Tubular Type Copper Lugs Short Barrel Pin | On request | On request | ALL SIZE AVAILABLE | https://drive.google.com/file/d/1I70GtatNJlrSVz4l5cNGPaundiFROZva/view?usp=sharing
7 | Aluminium | Ring | Standard | Ring Type Aluminium Lugs Standard | On request | On request | ALL SIZE AVAILABLE | https://drive.google.com/open?id=1DYBUk07eatFjjjp3DGTmzSWymbHsvxG3
8 | Aluminium | Pin | Standard | Pin Type Aluminium Lugs Standard | On request | On request | ALL SIZE AVAILABLE | https://drive.google.com/open?id=1fGUS6oi2pwvI6Lisu_kzGMXmMPb8v056
9 | Aluminium | Tubular | Long Barrel Ring | Tubular Type Aluminium Lugs Long Barrel Ring | On request | On request | ALL SIZE AVAILABLE | https://drive.google.com/file/d/1FaQaPzBMmHv_I2Xl6YZ4F9EuCd3e1Sup/view?usp=sharing
10 | Aluminium | Tubular | Long Barrel Pin | Tubular Type Aluminium Lugs Long Barrel Pin | On request | On request | ALL SIZE AVAILABLE | https://drive.google.com/file/d/1FaQaPzBMmHv_I2Xl6YZ4F9EuCd3e1Sup/view?usp=sharing
11 | BI-METALLIC | Ring | Standard | Ring Type BI-METALLIC Lugs Standard | On request | On request | ALL SIZE AVAILABLE | https://drive.google.com/open?id=1DYBUk07eatFjjjp3DGTmzSWymbHsvxG3
12 | BI-METALLIC | Pin | Standard | Pin Type BI-METALLIC Lugs Standard | On request | On request | ALL SIZE AVAILABLE | https://drive.google.com/open?id=1fGUS6oi2pwvI6Lisu_kzGMXmMPb8v056
9 | Aluminium | Tubular | Short Barrel Ring | Tubular Type Aluminium Lugs Short Barrel Ring | On request | On request | ALL SIZE AVAILABLE | https://drive.google.com/file/d/1I70GtatNJlrSVz4l5cNGPaundiFROZva/view?usp=sharing
10 | Aluminium | Tubular | Short Barrel Pin | Tubular Type Aluminium Lugs Short Barrel Pin | On request | On request | ALL SIZE AVAILABLE | https://drive.google.com/file/d/1I70GtatNJlrSVz4l5cNGPaundiFROZva/view?usp=sharing

## Pvc Pipe
Product_Family | Size | Standard_Pack | Rate (Rs.) | Unit | discount | Discounted Rate | COLOR | Specifications | Porduct name | Images
LMS (Light Mechanical Stress) | 20 | 75 X 3m | 32.3 | ₹/m | 20 % | 25.84 | WHITE | LMS conduits are designed for applications involving light mechanical stress. They are available in 20 mm, 25 mm, 32 mm, 40 mm and 50 mm sizes, with a standard length of 3 metres. They are available in Black, Ivory and Grey and have a smooth internal finish that makes wire pulling easier. The MRP ranges from ₹32.30/m to ₹164.60/m depending on the size | 75 X 3m LMS (Light Mechanical Stress) PVC PIPE | https://drive.google.com/file/d/1HtM26Sqo3VNqIM8RLiTT5y-SuObb7BPn/view?usp=sharing
LMS (Light Mechanical Stress) | 25 | 50 X 3m | 45 | ₹/m | 20 % | 36 | WHITE | LMS conduits are designed for applications involving light mechanical stress. They are available in 20 mm, 25 mm, 32 mm, 40 mm and 50 mm sizes, with a standard length of 3 metres. They are available in Black, Ivory and Grey and have a smooth internal finish that makes wire pulling easier. The MRP ranges from ₹32.30/m to ₹164.60/m depending on the size | 50 X 3m LMS (Light Mechanical Stress) PVC PIPE | https://drive.google.com/file/d/1HtM26Sqo3VNqIM8RLiTT5y-SuObb7BPn/view?usp=sharing
LMS (Light Mechanical Stress) | 32 | 25 X 3m | 66.1 | ₹/m | 20 % | 52.88 | WHITE | LMS conduits are designed for applications involving light mechanical stress. They are available in 20 mm, 25 mm, 32 mm, 40 mm and 50 mm sizes, with a standard length of 3 metres. They are available in Black, Ivory and Grey and have a smooth internal finish that makes wire pulling easier. The MRP ranges from ₹32.30/m to ₹164.60/m depending on the size | 25 X 3m LMS (Light Mechanical Stress) PVC PIPE | https://drive.google.com/file/d/1HtM26Sqo3VNqIM8RLiTT5y-SuObb7BPn/view?usp=sharing
LMS (Light Mechanical Stress) | 40 | 25 X 3m | 112.9 | ₹/m | 20 % | 90.32 | WHITE | LMS conduits are designed for applications involving light mechanical stress. They are available in 20 mm, 25 mm, 32 mm, 40 mm and 50 mm sizes, with a standard length of 3 metres. They are available in Black, Ivory and Grey and have a smooth internal finish that makes wire pulling easier. The MRP ranges from ₹32.30/m to ₹164.60/m depending on the size | 25 X 3m LMS (Light Mechanical Stress) PVC PIPE | https://drive.google.com/file/d/1HtM26Sqo3VNqIM8RLiTT5y-SuObb7BPn/view?usp=sharing
LMS (Light Mechanical Stress) | 50 | 15 X 3m | 164.6 | ₹/m | 20 % | 131.68 | WHITE | LMS conduits are designed for applications involving light mechanical stress. They are available in 20 mm, 25 mm, 32 mm, 40 mm and 50 mm sizes, with a standard length of 3 metres. They are available in Black, Ivory and Grey and have a smooth internal finish that makes wire pulling easier. The MRP ranges from ₹32.30/m to ₹164.60/m depending on the size | 15 X 3m LMS (Light Mechanical Stress) PVC PIPE | https://drive.google.com/file/d/1HtM26Sqo3VNqIM8RLiTT5y-SuObb7BPn/view?usp=sharing
MMS (Medium Mechanical Stress) | 20 | 75 X 3m | 35.8 | ₹/m | 20 % | 28.64 | WHITE | MMS conduits are designed for applications involving medium mechanical stress. They are available in 20 mm, 25 mm, 32 mm, 40 mm and 50 mm sizes, with a standard length of 3 metres. They are available in Black, Ivory and Grey and provide a higher mechanical-stress category than LMS. The MRP ranges from ₹35.80/m to ₹193.50/m depending on the size. | 75 X 3m MMS (Medium Mechanical Stress) PVC PIPE | https://drive.google.com/file/d/1HtM26Sqo3VNqIM8RLiTT5y-SuObb7BPn/view?usp=sharing
MMS (Medium Mechanical Stress) | 25 | 50 X 3m | 48.9 | ₹/m | 20 % | 39.12 | WHITE | MMS conduits are designed for applications involving medium mechanical stress. They are available in 20 mm, 25 mm, 32 mm, 40 mm and 50 mm sizes, with a standard length of 3 metres. They are available in Black, Ivory and Grey and provide a higher mechanical-stress category than LMS. The MRP ranges from ₹35.80/m to ₹193.50/m depending on the size. | 50 X 3m MMS (Medium Mechanical Stress) PVC PIPE | https://drive.google.com/file/d/1HtM26Sqo3VNqIM8RLiTT5y-SuObb7BPn/view?usp=sharing
MMS (Medium Mechanical Stress) | 32 | 25 X 3m | 85 | ₹/m | 20 % | 68 | WHITE | MMS conduits are designed for applications involving medium mechanical stress. They are available in 20 mm, 25 mm, 32 mm, 40 mm and 50 mm sizes, with a standard length of 3 metres. They are available in Black, Ivory and Grey and provide a higher mechanical-stress category than LMS. The MRP ranges from ₹35.80/m to ₹193.50/m depending on the size. | 25 X 3m MMS (Medium Mechanical Stress) PVC PIPE | https://drive.google.com/file/d/1HtM26Sqo3VNqIM8RLiTT5y-SuObb7BPn/view?usp=sharing
MMS (Medium Mechanical Stress) | 40 | 25 X 3m | 128.45 | ₹/m | 20 % | 102.76 | WHITE | MMS conduits are designed for applications involving medium mechanical stress. They are available in 20 mm, 25 mm, 32 mm, 40 mm and 50 mm sizes, with a standard length of 3 metres. They are available in Black, Ivory and Grey and provide a higher mechanical-stress category than LMS. The MRP ranges from ₹35.80/m to ₹193.50/m depending on the size. | 25 X 3m MMS (Medium Mechanical Stress) PVC PIPE | https://drive.google.com/file/d/1HtM26Sqo3VNqIM8RLiTT5y-SuObb7BPn/view?usp=sharing
MMS (Medium Mechanical Stress) | 50 | 15 X 3m | 193.5 | ₹/m | 20 % | 154.8 | WHITE | MMS conduits are designed for applications involving medium mechanical stress. They are available in 20 mm, 25 mm, 32 mm, 40 mm and 50 mm sizes, with a standard length of 3 metres. They are available in Black, Ivory and Grey and provide a higher mechanical-stress category than LMS. The MRP ranges from ₹35.80/m to ₹193.50/m depending on the size. | 15 X 3m MMS (Medium Mechanical Stress) PVC PIPE | https://drive.google.com/file/d/1HtM26Sqo3VNqIM8RLiTT5y-SuObb7BPn/view?usp=sharing
HMS (Heavy Mechanical Stress) | 20 | 75 X 3m | 47.4 | ₹/m | 20 % | 37.92 | WHITE | HMS conduits are designed for applications involving heavy mechanical stress. They are available in 20 mm, 25 mm, 32 mm, 40 mm and 50 mm sizes, with a standard length of 3 metres. They are available in Black, Ivory and Grey. Among the three main categories, HMS has the highest listed MRP, ranging from ₹47.40/m to ₹227.30/m depending on the size. | 75 X 3m HMS (Heavy Mechanical Stress) PVC PIPE | https://drive.google.com/file/d/1HtM26Sqo3VNqIM8RLiTT5y-SuObb7BPn/view?usp=sharing
HMS (Heavy Mechanical Stress) | 25 | 50 X 3m | 61.8 | ₹/m | 20 % | 49.44 | WHITE | HMS conduits are designed for applications involving heavy mechanical stress. They are available in 20 mm, 25 mm, 32 mm, 40 mm and 50 mm sizes, with a standard length of 3 metres. They are available in Black, Ivory and Grey. Among the three main categories, HMS has the highest listed MRP, ranging from ₹47.40/m to ₹227.30/m depending on the size. | 50 X 3m HMS (Heavy Mechanical Stress) PVC PIPE | https://drive.google.com/file/d/1HtM26Sqo3VNqIM8RLiTT5y-SuObb7BPn/view?usp=sharing
HMS (Heavy Mechanical Stress) | 32 | 25 X 3m | 116.4 | ₹/m | 20 % | 93.12 | WHITE | HMS conduits are designed for applications involving heavy mechanical stress. They are available in 20 mm, 25 mm, 32 mm, 40 mm and 50 mm sizes, with a standard length of 3 metres. They are available in Black, Ivory and Grey. Among the three main categories, HMS has the highest listed MRP, ranging from ₹47.40/m to ₹227.30/m depending on the size. | 25 X 3m HMS (Heavy Mechanical Stress) PVC PIPE | https://drive.google.com/file/d/1HtM26Sqo3VNqIM8RLiTT5y-SuObb7BPn/view?usp=sharing
HMS (Heavy Mechanical Stress) | 40 | 25 X 3m | 153 | ₹/m | 20 % | 122.4 | WHITE | HMS conduits are designed for applications involving heavy mechanical stress. They are available in 20 mm, 25 mm, 32 mm, 40 mm and 50 mm sizes, with a standard length of 3 metres. They are available in Black, Ivory and Grey. Among the three main categories, HMS has the highest listed MRP, ranging from ₹47.40/m to ₹227.30/m depending on the size. | 25 X 3m HMS (Heavy Mechanical Stress) PVC PIPE | https://drive.google.com/file/d/1HtM26Sqo3VNqIM8RLiTT5y-SuObb7BPn/view?usp=sharing
HMS (Heavy Mechanical Stress) | 50 | 15 X 3m | 227.3 | ₹/m | 20 % | 181.84 | WHITE | HMS conduits are designed for applications involving heavy mechanical stress. They are available in 20 mm, 25 mm, 32 mm, 40 mm and 50 mm sizes, with a standard length of 3 metres. They are available in Black, Ivory and Grey. Among the three main categories, HMS has the highest listed MRP, ranging from ₹47.40/m to ₹227.30/m depending on the size. | 15 X 3m HMS (Heavy Mechanical Stress) PVC PIPE | https://drive.google.com/file/d/1HtM26Sqo3VNqIM8RLiTT5y-SuObb7BPn/view?usp=sharing
Non-IS LMS | 19 | 100 X 3m | 28.7 | ₹/m | 20 % | 22.96 | WHITE | The pricelist also includes Non-IS conduits in different variants: 19 mm LMS, 19 mm MMS, 19 mm HMS, 25 mm Classic and 25 mm Super. Their standard pack is generally 50 or 100 pieces of 3 metres, depending on the product, with MRP ranging from ₹28.70/m to ₹41.40/m | 100 X 3m Non-IS LMS PVC PIPE | https://drive.google.com/file/d/1HtM26Sqo3VNqIM8RLiTT5y-SuObb7BPn/view?usp=sharing
Non-IS MMS | 19 | 100 X 3m | 33.7 | ₹/m | 20 % | 26.96 | WHITE | The pricelist also includes Non-IS conduits in different variants: 19 mm LMS, 19 mm MMS, 19 mm HMS, 25 mm Classic and 25 mm Super. Their standard pack is generally 50 or 100 pieces of 3 metres, depending on the product, with MRP ranging from ₹28.70/m to ₹41.40/m | 100 X 3m Non-IS MMS PVC PIPE | https://drive.google.com/file/d/1HtM26Sqo3VNqIM8RLiTT5y-SuObb7BPn/view?usp=sharing
Non-IS HMS | 19 | 100 X 3m | 41.4 | ₹/m | 20 % | 33.12 | WHITE | The pricelist also includes Non-IS conduits in different variants: 19 mm LMS, 19 mm MMS, 19 mm HMS, 25 mm Classic and 25 mm Super. Their standard pack is generally 50 or 100 pieces of 3 metres, depending on the product, with MRP ranging from ₹28.70/m to ₹41.40/m | 100 X 3m Non-IS HMS PVC PIPE | https://drive.google.com/file/d/1HtM26Sqo3VNqIM8RLiTT5y-SuObb7BPn/view?usp=sharing
Non-IS 25 Classic | 25 | 50 X 3m | 37.2 | ₹/m | 20 % | 29.76 | WHITE | The pricelist also includes Non-IS conduits in different variants: 19 mm LMS, 19 mm MMS, 19 mm HMS, 25 mm Classic and 25 mm Super. Their standard pack is generally 50 or 100 pieces of 3 metres, depending on the product, with MRP ranging from ₹28.70/m to ₹41.40/m | 50 X 3m Non-IS 25 Classic PVC PIPE | https://drive.google.com/file/d/1HtM26Sqo3VNqIM8RLiTT5y-SuObb7BPn/view?usp=sharing
Non-IS 25 Super | 25 | 50 X 3m | 41.4 | ₹/m | 20 % | 33.12 | WHITE | The pricelist also includes Non-IS conduits in different variants: 19 mm LMS, 19 mm MMS, 19 mm HMS, 25 mm Classic and 25 mm Super. Their standard pack is generally 50 or 100 pieces of 3 metres, depending on the product, with MRP ranging from ₹28.70/m to ₹41.40/m | 50 X 3m Non-IS 25 Super PVC PIPE | https://drive.google.com/file/d/1HtM26Sqo3VNqIM8RLiTT5y-SuObb7BPn/view?usp=sharing
Casing & Capping | 20 X 12 | 200m | 33.7 | ₹/m | 20 % | 26.96 | WHITE | Casing & Capping is another product category listed separately. The available sizes include 20 × 12, 25 × 12, 25 × 16, 30 × 15 and 32 × 12. The standard pack is 200 metres, and the listed MRP ranges from ₹33.70/m to ₹52.50/m | 200m Casing & Capping PVC PIPE | https://drive.google.com/file/d/1HtM26Sqo3VNqIM8RLiTT5y-SuObb7BPn/view?usp=sharing
Casing & Capping | 25 X 12 | 200m | 41.55 | ₹/m | 20 % | 33.24 | WHITE | Casing & Capping is another product category listed separately. The available sizes include 20 × 12, 25 × 12, 25 × 16, 30 × 15 and 32 × 12. The standard pack is 200 metres, and the listed MRP ranges from ₹33.70/m to ₹52.50/m | 200m Casing & Capping PVC PIPE | https://drive.google.com/file/d/1HtM26Sqo3VNqIM8RLiTT5y-SuObb7BPn/view?usp=sharing
Casing & Capping | 25 X 16 | 200m | 43.25 | ₹/m | 20 % | 34.6 | WHITE | Casing & Capping is another product category listed separately. The available sizes include 20 × 12, 25 × 12, 25 × 16, 30 × 15 and 32 × 12. The standard pack is 200 metres, and the listed MRP ranges from ₹33.70/m to ₹52.50/m | 200m Casing & Capping PVC PIPE | https://drive.google.com/file/d/1HtM26Sqo3VNqIM8RLiTT5y-SuObb7BPn/view?usp=sharing
Casing & Capping | 30 X 15 | 200m | 47 | ₹/m | 20 % | 37.6 | WHITE | Casing & Capping is another product category listed separately. The available sizes include 20 × 12, 25 × 12, 25 × 16, 30 × 15 and 32 × 12. The standard pack is 200 metres, and the listed MRP ranges from ₹33.70/m to ₹52.50/m | 200m Casing & Capping PVC PIPE | https://drive.google.com/file/d/1HtM26Sqo3VNqIM8RLiTT5y-SuObb7BPn/view?usp=sharing
Casing & Capping | 32 X 12 | 200m | 52.5 | ₹/m | 20 % | 42 | WHITE | Casing & Capping is another product category listed separately. The available sizes include 20 × 12, 25 × 12, 25 × 16, 30 × 15 and 32 × 12. The standard pack is 200 metres, and the listed MRP ranges from ₹33.70/m to ₹52.50/m | 200m Casing & Capping PVC PIPE | https://drive.google.com/file/d/1HtM26Sqo3VNqIM8RLiTT5y-SuObb7BPn/view?usp=sharing
PP Corrugated Flexible Conduit | 16 | 50 | 12.7 | ₹/m | 20 % | 10.16 | WHITE | PP Corrugated Flexible Conduit is available in 16 mm, 20 mm, 25 mm, 32 mm, 40 mm and 50 mm sizes. The standard and transportation packs vary by size. The listed MRP ranges from ₹12.70/m for 16 mm to ₹86.75/m for 50 mm. | 50 PP Corrugated Flexible Conduit PVC PIPE | https://drive.google.com/file/d/1HtM26Sqo3VNqIM8RLiTT5y-SuObb7BPn/view?usp=sharing
PP Corrugated Flexible Conduit | 20 | 50 | 16 | ₹/m | 20 % | 12.8 | WHITE | PP Corrugated Flexible Conduit is available in 16 mm, 20 mm, 25 mm, 32 mm, 40 mm and 50 mm sizes. The standard and transportation packs vary by size. The listed MRP ranges from ₹12.70/m for 16 mm to ₹86.75/m for 50 mm. | 50 PP Corrugated Flexible Conduit PVC PIPE | https://drive.google.com/file/d/1HtM26Sqo3VNqIM8RLiTT5y-SuObb7BPn/view?usp=sharing
PP Corrugated Flexible Conduit | 25 | 25 | 23.7 | ₹/m | 20 % | 18.96 | WHITE | PP Corrugated Flexible Conduit is available in 16 mm, 20 mm, 25 mm, 32 mm, 40 mm and 50 mm sizes. The standard and transportation packs vary by size. The listed MRP ranges from ₹12.70/m for 16 mm to ₹86.75/m for 50 mm. | 25 PP Corrugated Flexible Conduit PVC PIPE | https://drive.google.com/file/d/1HtM26Sqo3VNqIM8RLiTT5y-SuObb7BPn/view?usp=sharing
PP Corrugated Flexible Conduit | 32 | 25 | 41.5 | ₹/m | 20 % | 33.2 | WHITE | PP Corrugated Flexible Conduit is available in 16 mm, 20 mm, 25 mm, 32 mm, 40 mm and 50 mm sizes. The standard and transportation packs vary by size. The listed MRP ranges from ₹12.70/m for 16 mm to ₹86.75/m for 50 mm. | 25 PP Corrugated Flexible Conduit PVC PIPE | https://drive.google.com/file/d/1HtM26Sqo3VNqIM8RLiTT5y-SuObb7BPn/view?usp=sharing
PP Corrugated Flexible Conduit | 40 | 20 | 57.3 | ₹/m | 20 % | 45.84 | WHITE | PP Corrugated Flexible Conduit is available in 16 mm, 20 mm, 25 mm, 32 mm, 40 mm and 50 mm sizes. The standard and transportation packs vary by size. The listed MRP ranges from ₹12.70/m for 16 mm to ₹86.75/m for 50 mm. | 20 PP Corrugated Flexible Conduit PVC PIPE | https://drive.google.com/file/d/1HtM26Sqo3VNqIM8RLiTT5y-SuObb7BPn/view?usp=sharing
PP Corrugated Flexible Conduit | 50 | 15 | 86.75 | ₹/m | 20 % | 69.4 | WHITE | PP Corrugated Flexible Conduit is available in 16 mm, 20 mm, 25 mm, 32 mm, 40 mm and 50 mm sizes. The standard and transportation packs vary by size. The listed MRP ranges from ₹12.70/m for 16 mm to ₹86.75/m for 50 mm. | 15 PP Corrugated Flexible Conduit PVC PIPE | https://drive.google.com/file/d/1HtM26Sqo3VNqIM8RLiTT5y-SuObb7BPn/view?usp=sharing
LMS (Light Mechanical Stress) | 20 | 75 X 3m | 32.3 | ₹/m | 20 % | 25.84 | BLACK | LMS conduits are designed for applications involving light mechanical stress. They are available in 20 mm, 25 mm, 32 mm, 40 mm and 50 mm sizes, with a standard length of 3 metres. They are available in Black, Ivory and Grey and have a smooth internal finish that makes wire pulling easier. The MRP ranges from ₹32.30/m to ₹164.60/m depending on the size | 75 X 3m LMS (Light Mechanical Stress) PVC PIPE | https://drive.google.com/file/d/1n2ZwCtOdz1CUlaSiR4b5vSjAjnz0HFAQ/view?usp=sharing
LMS (Light Mechanical Stress) | 25 | 50 X 3m | 45 | ₹/m | 20 % | 36 | BLACK | LMS conduits are designed for applications involving light mechanical stress. They are available in 20 mm, 25 mm, 32 mm, 40 mm and 50 mm sizes, with a standard length of 3 metres. They are available in Black, Ivory and Grey and have a smooth internal finish that makes wire pulling easier. The MRP ranges from ₹32.30/m to ₹164.60/m depending on the size | 50 X 3m LMS (Light Mechanical Stress) PVC PIPE | https://drive.google.com/file/d/1n2ZwCtOdz1CUlaSiR4b5vSjAjnz0HFAQ/view?usp=sharing
LMS (Light Mechanical Stress) | 32 | 25 X 3m | 66.1 | ₹/m | 20 % | 52.88 | BLACK | LMS conduits are designed for applications involving light mechanical stress. They are available in 20 mm, 25 mm, 32 mm, 40 mm and 50 mm sizes, with a standard length of 3 metres. They are available in Black, Ivory and Grey and have a smooth internal finish that makes wire pulling easier. The MRP ranges from ₹32.30/m to ₹164.60/m depending on the size | 25 X 3m LMS (Light Mechanical Stress) PVC PIPE | https://drive.google.com/file/d/1n2ZwCtOdz1CUlaSiR4b5vSjAjnz0HFAQ/view?usp=sharing
LMS (Light Mechanical Stress) | 40 | 25 X 3m | 112.9 | ₹/m | 20 % | 90.32 | BLACK | LMS conduits are designed for applications involving light mechanical stress. They are available in 20 mm, 25 mm, 32 mm, 40 mm and 50 mm sizes, with a standard length of 3 metres. They are available in Black, Ivory and Grey and have a smooth internal finish that makes wire pulling easier. The MRP ranges from ₹32.30/m to ₹164.60/m depending on the size | 25 X 3m LMS (Light Mechanical Stress) PVC PIPE | https://drive.google.com/file/d/1n2ZwCtOdz1CUlaSiR4b5vSjAjnz0HFAQ/view?usp=sharing
LMS (Light Mechanical Stress) | 50 | 15 X 3m | 164.6 | ₹/m | 20 % | 131.68 | BLACK | LMS conduits are designed for applications involving light mechanical stress. They are available in 20 mm, 25 mm, 32 mm, 40 mm and 50 mm sizes, with a standard length of 3 metres. They are available in Black, Ivory and Grey and have a smooth internal finish that makes wire pulling easier. The MRP ranges from ₹32.30/m to ₹164.60/m depending on the size | 15 X 3m LMS (Light Mechanical Stress) PVC PIPE | https://drive.google.com/file/d/1n2ZwCtOdz1CUlaSiR4b5vSjAjnz0HFAQ/view?usp=sharing
MMS (Medium Mechanical Stress) | 20 | 75 X 3m | 35.8 | ₹/m | 20 % | 28.64 | BLACK | MMS conduits are designed for applications involving medium mechanical stress. They are available in 20 mm, 25 mm, 32 mm, 40 mm and 50 mm sizes, with a standard length of 3 metres. They are available in Black, Ivory and Grey and provide a higher mechanical-stress category than LMS. The MRP ranges from ₹35.80/m to ₹193.50/m depending on the size. | 75 X 3m MMS (Medium Mechanical Stress) PVC PIPE | https://drive.google.com/file/d/1n2ZwCtOdz1CUlaSiR4b5vSjAjnz0HFAQ/view?usp=sharing
MMS (Medium Mechanical Stress) | 25 | 50 X 3m | 48.9 | ₹/m | 20 % | 39.12 | BLACK | MMS conduits are designed for applications involving medium mechanical stress. They are available in 20 mm, 25 mm, 32 mm, 40 mm and 50 mm sizes, with a standard length of 3 metres. They are available in Black, Ivory and Grey and provide a higher mechanical-stress category than LMS. The MRP ranges from ₹35.80/m to ₹193.50/m depending on the size. | 50 X 3m MMS (Medium Mechanical Stress) PVC PIPE | https://drive.google.com/file/d/1n2ZwCtOdz1CUlaSiR4b5vSjAjnz0HFAQ/view?usp=sharing
MMS (Medium Mechanical Stress) | 32 | 25 X 3m | 85 | ₹/m | 20 % | 68 | BLACK | MMS conduits are designed for applications involving medium mechanical stress. They are available in 20 mm, 25 mm, 32 mm, 40 mm and 50 mm sizes, with a standard length of 3 metres. They are available in Black, Ivory and Grey and provide a higher mechanical-stress category than LMS. The MRP ranges from ₹35.80/m to ₹193.50/m depending on the size. | 25 X 3m MMS (Medium Mechanical Stress) PVC PIPE | https://drive.google.com/file/d/1n2ZwCtOdz1CUlaSiR4b5vSjAjnz0HFAQ/view?usp=sharing
MMS (Medium Mechanical Stress) | 40 | 25 X 3m | 128.45 | ₹/m | 20 % | 102.76 | BLACK | MMS conduits are designed for applications involving medium mechanical stress. They are available in 20 mm, 25 mm, 32 mm, 40 mm and 50 mm sizes, with a standard length of 3 metres. They are available in Black, Ivory and Grey and provide a higher mechanical-stress category than LMS. The MRP ranges from ₹35.80/m to ₹193.50/m depending on the size. | 25 X 3m MMS (Medium Mechanical Stress) PVC PIPE | https://drive.google.com/file/d/1n2ZwCtOdz1CUlaSiR4b5vSjAjnz0HFAQ/view?usp=sharing
MMS (Medium Mechanical Stress) | 50 | 15 X 3m | 193.5 | ₹/m | 20 % | 154.8 | BLACK | MMS conduits are designed for applications involving medium mechanical stress. They are available in 20 mm, 25 mm, 32 mm, 40 mm and 50 mm sizes, with a standard length of 3 metres. They are available in Black, Ivory and Grey and provide a higher mechanical-stress category than LMS. The MRP ranges from ₹35.80/m to ₹193.50/m depending on the size. | 15 X 3m MMS (Medium Mechanical Stress) PVC PIPE | https://drive.google.com/file/d/1n2ZwCtOdz1CUlaSiR4b5vSjAjnz0HFAQ/view?usp=sharing
HMS (Heavy Mechanical Stress) | 20 | 75 X 3m | 47.4 | ₹/m | 20 % | 37.92 | BLACK | HMS conduits are designed for applications involving heavy mechanical stress. They are available in 20 mm, 25 mm, 32 mm, 40 mm and 50 mm sizes, with a standard length of 3 metres. They are available in Black, Ivory and Grey. Among the three main categories, HMS has the highest listed MRP, ranging from ₹47.40/m to ₹227.30/m depending on the size. | 75 X 3m HMS (Heavy Mechanical Stress) PVC PIPE | https://drive.google.com/file/d/1n2ZwCtOdz1CUlaSiR4b5vSjAjnz0HFAQ/view?usp=sharing
HMS (Heavy Mechanical Stress) | 25 | 50 X 3m | 61.8 | ₹/m | 20 % | 49.44 | BLACK | HMS conduits are designed for applications involving heavy mechanical stress. They are available in 20 mm, 25 mm, 32 mm, 40 mm and 50 mm sizes, with a standard length of 3 metres. They are available in Black, Ivory and Grey. Among the three main categories, HMS has the highest listed MRP, ranging from ₹47.40/m to ₹227.30/m depending on the size. | 50 X 3m HMS (Heavy Mechanical Stress) PVC PIPE | https://drive.google.com/file/d/1n2ZwCtOdz1CUlaSiR4b5vSjAjnz0HFAQ/view?usp=sharing
HMS (Heavy Mechanical Stress) | 32 | 25 X 3m | 116.4 | ₹/m | 20 % | 93.12 | BLACK | HMS conduits are designed for applications involving heavy mechanical stress. They are available in 20 mm, 25 mm, 32 mm, 40 mm and 50 mm sizes, with a standard length of 3 metres. They are available in Black, Ivory and Grey. Among the three main categories, HMS has the highest listed MRP, ranging from ₹47.40/m to ₹227.30/m depending on the size. | 25 X 3m HMS (Heavy Mechanical Stress) PVC PIPE | https://drive.google.com/file/d/1n2ZwCtOdz1CUlaSiR4b5vSjAjnz0HFAQ/view?usp=sharing
HMS (Heavy Mechanical Stress) | 40 | 25 X 3m | 153 | ₹/m | 20 % | 122.4 | BLACK | HMS conduits are designed for applications involving heavy mechanical stress. They are available in 20 mm, 25 mm, 32 mm, 40 mm and 50 mm sizes, with a standard length of 3 metres. They are available in Black, Ivory and Grey. Among the three main categories, HMS has the highest listed MRP, ranging from ₹47.40/m to ₹227.30/m depending on the size. | 25 X 3m HMS (Heavy Mechanical Stress) PVC PIPE | https://drive.google.com/file/d/1n2ZwCtOdz1CUlaSiR4b5vSjAjnz0HFAQ/view?usp=sharing
HMS (Heavy Mechanical Stress) | 50 | 15 X 3m | 227.3 | ₹/m | 20 % | 181.84 | BLACK | HMS conduits are designed for applications involving heavy mechanical stress. They are available in 20 mm, 25 mm, 32 mm, 40 mm and 50 mm sizes, with a standard length of 3 metres. They are available in Black, Ivory and Grey. Among the three main categories, HMS has the highest listed MRP, ranging from ₹47.40/m to ₹227.30/m depending on the size. | 15 X 3m HMS (Heavy Mechanical Stress) PVC PIPE | https://drive.google.com/file/d/1n2ZwCtOdz1CUlaSiR4b5vSjAjnz0HFAQ/view?usp=sharing
Non-IS LMS | 19 | 100 X 3m | 28.7 | ₹/m | 20 % | 22.96 | BLACK | The pricelist also includes Non-IS conduits in different variants: 19 mm LMS, 19 mm MMS, 19 mm HMS, 25 mm Classic and 25 mm Super. Their standard pack is generally 50 or 100 pieces of 3 metres, depending on the product, with MRP ranging from ₹28.70/m to ₹41.40/m | 100 X 3m Non-IS LMS PVC PIPE | https://drive.google.com/file/d/1n2ZwCtOdz1CUlaSiR4b5vSjAjnz0HFAQ/view?usp=sharing
Non-IS MMS | 19 | 100 X 3m | 33.7 | ₹/m | 20 % | 26.96 | BLACK | The pricelist also includes Non-IS conduits in different variants: 19 mm LMS, 19 mm MMS, 19 mm HMS, 25 mm Classic and 25 mm Super. Their standard pack is generally 50 or 100 pieces of 3 metres, depending on the product, with MRP ranging from ₹28.70/m to ₹41.40/m | 100 X 3m Non-IS MMS PVC PIPE | https://drive.google.com/file/d/1n2ZwCtOdz1CUlaSiR4b5vSjAjnz0HFAQ/view?usp=sharing
Non-IS HMS | 19 | 100 X 3m | 41.4 | ₹/m | 20 % | 33.12 | BLACK | The pricelist also includes Non-IS conduits in different variants: 19 mm LMS, 19 mm MMS, 19 mm HMS, 25 mm Classic and 25 mm Super. Their standard pack is generally 50 or 100 pieces of 3 metres, depending on the product, with MRP ranging from ₹28.70/m to ₹41.40/m | 100 X 3m Non-IS HMS PVC PIPE | https://drive.google.com/file/d/1n2ZwCtOdz1CUlaSiR4b5vSjAjnz0HFAQ/view?usp=sharing
Non-IS 25 Classic | 25 | 50 X 3m | 37.2 | ₹/m | 20 % | 29.76 | BLACK | The pricelist also includes Non-IS conduits in different variants: 19 mm LMS, 19 mm MMS, 19 mm HMS, 25 mm Classic and 25 mm Super. Their standard pack is generally 50 or 100 pieces of 3 metres, depending on the product, with MRP ranging from ₹28.70/m to ₹41.40/m | 50 X 3m Non-IS 25 Classic PVC PIPE | https://drive.google.com/file/d/1n2ZwCtOdz1CUlaSiR4b5vSjAjnz0HFAQ/view?usp=sharing
Non-IS 25 Super | 25 | 50 X 3m | 41.4 | ₹/m | 20 % | 33.12 | BLACK | The pricelist also includes Non-IS conduits in different variants: 19 mm LMS, 19 mm MMS, 19 mm HMS, 25 mm Classic and 25 mm Super. Their standard pack is generally 50 or 100 pieces of 3 metres, depending on the product, with MRP ranging from ₹28.70/m to ₹41.40/m | 50 X 3m Non-IS 25 Super PVC PIPE | https://drive.google.com/file/d/1n2ZwCtOdz1CUlaSiR4b5vSjAjnz0HFAQ/view?usp=sharing
Casing & Capping | 20 X 12 | 200m | 33.7 | ₹/m | 20 % | 26.96 | BLACK | Casing & Capping is another product category listed separately. The available sizes include 20 × 12, 25 × 12, 25 × 16, 30 × 15 and 32 × 12. The standard pack is 200 metres, and the listed MRP ranges from ₹33.70/m to ₹52.50/m | 200m Casing & Capping PVC PIPE | https://drive.google.com/file/d/1n2ZwCtOdz1CUlaSiR4b5vSjAjnz0HFAQ/view?usp=sharing
Casing & Capping | 25 X 12 | 200m | 41.55 | ₹/m | 20 % | 33.24 | BLACK | Casing & Capping is another product category listed separately. The available sizes include 20 × 12, 25 × 12, 25 × 16, 30 × 15 and 32 × 12. The standard pack is 200 metres, and the listed MRP ranges from ₹33.70/m to ₹52.50/m | 200m Casing & Capping PVC PIPE | https://drive.google.com/file/d/1n2ZwCtOdz1CUlaSiR4b5vSjAjnz0HFAQ/view?usp=sharing
Casing & Capping | 25 X 16 | 200m | 43.25 | ₹/m | 20 % | 34.6 | BLACK | Casing & Capping is another product category listed separately. The available sizes include 20 × 12, 25 × 12, 25 × 16, 30 × 15 and 32 × 12. The standard pack is 200 metres, and the listed MRP ranges from ₹33.70/m to ₹52.50/m | 200m Casing & Capping PVC PIPE | https://drive.google.com/file/d/1n2ZwCtOdz1CUlaSiR4b5vSjAjnz0HFAQ/view?usp=sharing
Casing & Capping | 30 X 15 | 200m | 47 | ₹/m | 20 % | 37.6 | BLACK | Casing & Capping is another product category listed separately. The available sizes include 20 × 12, 25 × 12, 25 × 16, 30 × 15 and 32 × 12. The standard pack is 200 metres, and the listed MRP ranges from ₹33.70/m to ₹52.50/m | 200m Casing & Capping PVC PIPE | https://drive.google.com/file/d/1n2ZwCtOdz1CUlaSiR4b5vSjAjnz0HFAQ/view?usp=sharing
Casing & Capping | 32 X 12 | 200m | 52.5 | ₹/m | 20 % | 42 | BLACK | Casing & Capping is another product category listed separately. The available sizes include 20 × 12, 25 × 12, 25 × 16, 30 × 15 and 32 × 12. The standard pack is 200 metres, and the listed MRP ranges from ₹33.70/m to ₹52.50/m | 200m Casing & Capping PVC PIPE | https://drive.google.com/file/d/1n2ZwCtOdz1CUlaSiR4b5vSjAjnz0HFAQ/view?usp=sharing
PP Corrugated Flexible Conduit | 16 | 50 | 12.7 | ₹/m | 20 % | 10.16 | BLACK | PP Corrugated Flexible Conduit is available in 16 mm, 20 mm, 25 mm, 32 mm, 40 mm and 50 mm sizes. The standard and transportation packs vary by size. The listed MRP ranges from ₹12.70/m for 16 mm to ₹86.75/m for 50 mm. | 50 PP Corrugated Flexible Conduit PVC PIPE | https://drive.google.com/file/d/1n2ZwCtOdz1CUlaSiR4b5vSjAjnz0HFAQ/view?usp=sharing
PP Corrugated Flexible Conduit | 20 | 50 | 16 | ₹/m | 20 % | 12.8 | BLACK | PP Corrugated Flexible Conduit is available in 16 mm, 20 mm, 25 mm, 32 mm, 40 mm and 50 mm sizes. The standard and transportation packs vary by size. The listed MRP ranges from ₹12.70/m for 16 mm to ₹86.75/m for 50 mm. | 50 PP Corrugated Flexible Conduit PVC PIPE | https://drive.google.com/file/d/1n2ZwCtOdz1CUlaSiR4b5vSjAjnz0HFAQ/view?usp=sharing
PP Corrugated Flexible Conduit | 25 | 25 | 23.7 | ₹/m | 20 % | 18.96 | BLACK | PP Corrugated Flexible Conduit is available in 16 mm, 20 mm, 25 mm, 32 mm, 40 mm and 50 mm sizes. The standard and transportation packs vary by size. The listed MRP ranges from ₹12.70/m for 16 mm to ₹86.75/m for 50 mm. | 25 PP Corrugated Flexible Conduit PVC PIPE | https://drive.google.com/file/d/1n2ZwCtOdz1CUlaSiR4b5vSjAjnz0HFAQ/view?usp=sharing
PP Corrugated Flexible Conduit | 32 | 25 | 41.5 | ₹/m | 20 % | 33.2 | BLACK | PP Corrugated Flexible Conduit is available in 16 mm, 20 mm, 25 mm, 32 mm, 40 mm and 50 mm sizes. The standard and transportation packs vary by size. The listed MRP ranges from ₹12.70/m for 16 mm to ₹86.75/m for 50 mm. | 25 PP Corrugated Flexible Conduit PVC PIPE | https://drive.google.com/file/d/1n2ZwCtOdz1CUlaSiR4b5vSjAjnz0HFAQ/view?usp=sharing
PP Corrugated Flexible Conduit | 40 | 20 | 57.3 | ₹/m | 20 % | 45.84 | BLACK | PP Corrugated Flexible Conduit is available in 16 mm, 20 mm, 25 mm, 32 mm, 40 mm and 50 mm sizes. The standard and transportation packs vary by size. The listed MRP ranges from ₹12.70/m for 16 mm to ₹86.75/m for 50 mm. | 20 PP Corrugated Flexible Conduit PVC PIPE | https://drive.google.com/file/d/1n2ZwCtOdz1CUlaSiR4b5vSjAjnz0HFAQ/view?usp=sharing
PP Corrugated Flexible Conduit | 50 | 15 | 86.75 | ₹/m | 20 % | 69.4 | BLACK | PP Corrugated Flexible Conduit is available in 16 mm, 20 mm, 25 mm, 32 mm, 40 mm and 50 mm sizes. The standard and transportation packs vary by size. The listed MRP ranges from ₹12.70/m for 16 mm to ₹86.75/m for 50 mm. | 15 PP Corrugated Flexible Conduit PVC PIPE | https://drive.google.com/file/d/1n2ZwCtOdz1CUlaSiR4b5vSjAjnz0HFAQ/view?usp=sharing
LMS (Light Mechanical Stress) | 20 | 75 X 3m | 32.3 | ₹/m | 20 % | 25.84 | GREY | LMS conduits are designed for applications involving light mechanical stress. They are available in 20 mm, 25 mm, 32 mm, 40 mm and 50 mm sizes, with a standard length of 3 metres. They are available in Black, Ivory and Grey and have a smooth internal finish that makes wire pulling easier. The MRP ranges from ₹32.30/m to ₹164.60/m depending on the size | 75 X 3m LMS (Light Mechanical Stress) PVC PIPE | https://drive.google.com/file/d/1p3q_VF_2INF8W_4qsXKR4EIag6YfWUpX/view?usp=sharing
LMS (Light Mechanical Stress) | 25 | 50 X 3m | 45 | ₹/m | 20 % | 36 | GREY | LMS conduits are designed for applications involving light mechanical stress. They are available in 20 mm, 25 mm, 32 mm, 40 mm and 50 mm sizes, with a standard length of 3 metres. They are available in Black, Ivory and Grey and have a smooth internal finish that makes wire pulling easier. The MRP ranges from ₹32.30/m to ₹164.60/m depending on the size | 50 X 3m LMS (Light Mechanical Stress) PVC PIPE | https://drive.google.com/file/d/1p3q_VF_2INF8W_4qsXKR4EIag6YfWUpX/view?usp=sharing
LMS (Light Mechanical Stress) | 32 | 25 X 3m | 66.1 | ₹/m | 20 % | 52.88 | GREY | LMS conduits are designed for applications involving light mechanical stress. They are available in 20 mm, 25 mm, 32 mm, 40 mm and 50 mm sizes, with a standard length of 3 metres. They are available in Black, Ivory and Grey and have a smooth internal finish that makes wire pulling easier. The MRP ranges from ₹32.30/m to ₹164.60/m depending on the size | 25 X 3m LMS (Light Mechanical Stress) PVC PIPE | https://drive.google.com/file/d/1p3q_VF_2INF8W_4qsXKR4EIag6YfWUpX/view?usp=sharing
LMS (Light Mechanical Stress) | 40 | 25 X 3m | 112.9 | ₹/m | 20 % | 90.32 | GREY | LMS conduits are designed for applications involving light mechanical stress. They are available in 20 mm, 25 mm, 32 mm, 40 mm and 50 mm sizes, with a standard length of 3 metres. They are available in Black, Ivory and Grey and have a smooth internal finish that makes wire pulling easier. The MRP ranges from ₹32.30/m to ₹164.60/m depending on the size | 25 X 3m LMS (Light Mechanical Stress) PVC PIPE | https://drive.google.com/file/d/1p3q_VF_2INF8W_4qsXKR4EIag6YfWUpX/view?usp=sharing
LMS (Light Mechanical Stress) | 50 | 15 X 3m | 164.6 | ₹/m | 20 % | 131.68 | GREY | LMS conduits are designed for applications involving light mechanical stress. They are available in 20 mm, 25 mm, 32 mm, 40 mm and 50 mm sizes, with a standard length of 3 metres. They are available in Black, Ivory and Grey and have a smooth internal finish that makes wire pulling easier. The MRP ranges from ₹32.30/m to ₹164.60/m depending on the size | 15 X 3m LMS (Light Mechanical Stress) PVC PIPE | https://drive.google.com/file/d/1p3q_VF_2INF8W_4qsXKR4EIag6YfWUpX/view?usp=sharing
MMS (Medium Mechanical Stress) | 20 | 75 X 3m | 35.8 | ₹/m | 20 % | 28.64 | GREY | MMS conduits are designed for applications involving medium mechanical stress. They are available in 20 mm, 25 mm, 32 mm, 40 mm and 50 mm sizes, with a standard length of 3 metres. They are available in Black, Ivory and Grey and provide a higher mechanical-stress category than LMS. The MRP ranges from ₹35.80/m to ₹193.50/m depending on the size. | 75 X 3m MMS (Medium Mechanical Stress) PVC PIPE | https://drive.google.com/file/d/1p3q_VF_2INF8W_4qsXKR4EIag6YfWUpX/view?usp=sharing
MMS (Medium Mechanical Stress) | 25 | 50 X 3m | 48.9 | ₹/m | 20 % | 39.12 | GREY | MMS conduits are designed for applications involving medium mechanical stress. They are available in 20 mm, 25 mm, 32 mm, 40 mm and 50 mm sizes, with a standard length of 3 metres. They are available in Black, Ivory and Grey and provide a higher mechanical-stress category than LMS. The MRP ranges from ₹35.80/m to ₹193.50/m depending on the size. | 50 X 3m MMS (Medium Mechanical Stress) PVC PIPE | https://drive.google.com/file/d/1p3q_VF_2INF8W_4qsXKR4EIag6YfWUpX/view?usp=sharing
MMS (Medium Mechanical Stress) | 32 | 25 X 3m | 85 | ₹/m | 20 % | 68 | GREY | MMS conduits are designed for applications involving medium mechanical stress. They are available in 20 mm, 25 mm, 32 mm, 40 mm and 50 mm sizes, with a standard length of 3 metres. They are available in Black, Ivory and Grey and provide a higher mechanical-stress category than LMS. The MRP ranges from ₹35.80/m to ₹193.50/m depending on the size. | 25 X 3m MMS (Medium Mechanical Stress) PVC PIPE | https://drive.google.com/file/d/1p3q_VF_2INF8W_4qsXKR4EIag6YfWUpX/view?usp=sharing
MMS (Medium Mechanical Stress) | 40 | 25 X 3m | 128.45 | ₹/m | 20 % | 102.76 | GREY | MMS conduits are designed for applications involving medium mechanical stress. They are available in 20 mm, 25 mm, 32 mm, 40 mm and 50 mm sizes, with a standard length of 3 metres. They are available in Black, Ivory and Grey and provide a higher mechanical-stress category than LMS. The MRP ranges from ₹35.80/m to ₹193.50/m depending on the size. | 25 X 3m MMS (Medium Mechanical Stress) PVC PIPE | https://drive.google.com/file/d/1p3q_VF_2INF8W_4qsXKR4EIag6YfWUpX/view?usp=sharing
MMS (Medium Mechanical Stress) | 50 | 15 X 3m | 193.5 | ₹/m | 20 % | 154.8 | GREY | MMS conduits are designed for applications involving medium mechanical stress. They are available in 20 mm, 25 mm, 32 mm, 40 mm and 50 mm sizes, with a standard length of 3 metres. They are available in Black, Ivory and Grey and provide a higher mechanical-stress category than LMS. The MRP ranges from ₹35.80/m to ₹193.50/m depending on the size. | 15 X 3m MMS (Medium Mechanical Stress) PVC PIPE | https://drive.google.com/file/d/1p3q_VF_2INF8W_4qsXKR4EIag6YfWUpX/view?usp=sharing
HMS (Heavy Mechanical Stress) | 20 | 75 X 3m | 47.4 | ₹/m | 20 % | 37.92 | GREY | HMS conduits are designed for applications involving heavy mechanical stress. They are available in 20 mm, 25 mm, 32 mm, 40 mm and 50 mm sizes, with a standard length of 3 metres. They are available in Black, Ivory and Grey. Among the three main categories, HMS has the highest listed MRP, ranging from ₹47.40/m to ₹227.30/m depending on the size. | 75 X 3m HMS (Heavy Mechanical Stress) PVC PIPE | https://drive.google.com/file/d/1p3q_VF_2INF8W_4qsXKR4EIag6YfWUpX/view?usp=sharing
HMS (Heavy Mechanical Stress) | 25 | 50 X 3m | 61.8 | ₹/m | 20 % | 49.44 | GREY | HMS conduits are designed for applications involving heavy mechanical stress. They are available in 20 mm, 25 mm, 32 mm, 40 mm and 50 mm sizes, with a standard length of 3 metres. They are available in Black, Ivory and Grey. Among the three main categories, HMS has the highest listed MRP, ranging from ₹47.40/m to ₹227.30/m depending on the size. | 50 X 3m HMS (Heavy Mechanical Stress) PVC PIPE | https://drive.google.com/file/d/1p3q_VF_2INF8W_4qsXKR4EIag6YfWUpX/view?usp=sharing
HMS (Heavy Mechanical Stress) | 32 | 25 X 3m | 116.4 | ₹/m | 20 % | 93.12 | GREY | HMS conduits are designed for applications involving heavy mechanical stress. They are available in 20 mm, 25 mm, 32 mm, 40 mm and 50 mm sizes, with a standard length of 3 metres. They are available in Black, Ivory and Grey. Among the three main categories, HMS has the highest listed MRP, ranging from ₹47.40/m to ₹227.30/m depending on the size. | 25 X 3m HMS (Heavy Mechanical Stress) PVC PIPE | https://drive.google.com/file/d/1p3q_VF_2INF8W_4qsXKR4EIag6YfWUpX/view?usp=sharing
HMS (Heavy Mechanical Stress) | 40 | 25 X 3m | 153 | ₹/m | 20 % | 122.4 | GREY | HMS conduits are designed for applications involving heavy mechanical stress. They are available in 20 mm, 25 mm, 32 mm, 40 mm and 50 mm sizes, with a standard length of 3 metres. They are available in Black, Ivory and Grey. Among the three main categories, HMS has the highest listed MRP, ranging from ₹47.40/m to ₹227.30/m depending on the size. | 25 X 3m HMS (Heavy Mechanical Stress) PVC PIPE | https://drive.google.com/file/d/1p3q_VF_2INF8W_4qsXKR4EIag6YfWUpX/view?usp=sharing
HMS (Heavy Mechanical Stress) | 50 | 15 X 3m | 227.3 | ₹/m | 20 % | 181.84 | GREY | HMS conduits are designed for applications involving heavy mechanical stress. They are available in 20 mm, 25 mm, 32 mm, 40 mm and 50 mm sizes, with a standard length of 3 metres. They are available in Black, Ivory and Grey. Among the three main categories, HMS has the highest listed MRP, ranging from ₹47.40/m to ₹227.30/m depending on the size. | 15 X 3m HMS (Heavy Mechanical Stress) PVC PIPE | https://drive.google.com/file/d/1p3q_VF_2INF8W_4qsXKR4EIag6YfWUpX/view?usp=sharing
Non-IS LMS | 19 | 100 X 3m | 28.7 | ₹/m | 20 % | 22.96 | GREY | The pricelist also includes Non-IS conduits in different variants: 19 mm LMS, 19 mm MMS, 19 mm HMS, 25 mm Classic and 25 mm Super. Their standard pack is generally 50 or 100 pieces of 3 metres, depending on the product, with MRP ranging from ₹28.70/m to ₹41.40/m | 100 X 3m Non-IS LMS PVC PIPE | https://drive.google.com/file/d/1p3q_VF_2INF8W_4qsXKR4EIag6YfWUpX/view?usp=sharing
Non-IS MMS | 19 | 100 X 3m | 33.7 | ₹/m | 20 % | 26.96 | GREY | The pricelist also includes Non-IS conduits in different variants: 19 mm LMS, 19 mm MMS, 19 mm HMS, 25 mm Classic and 25 mm Super. Their standard pack is generally 50 or 100 pieces of 3 metres, depending on the product, with MRP ranging from ₹28.70/m to ₹41.40/m | 100 X 3m Non-IS MMS PVC PIPE | https://drive.google.com/file/d/1p3q_VF_2INF8W_4qsXKR4EIag6YfWUpX/view?usp=sharing
Non-IS HMS | 19 | 100 X 3m | 41.4 | ₹/m | 20 % | 33.12 | GREY | The pricelist also includes Non-IS conduits in different variants: 19 mm LMS, 19 mm MMS, 19 mm HMS, 25 mm Classic and 25 mm Super. Their standard pack is generally 50 or 100 pieces of 3 metres, depending on the product, with MRP ranging from ₹28.70/m to ₹41.40/m | 100 X 3m Non-IS HMS PVC PIPE | https://drive.google.com/file/d/1p3q_VF_2INF8W_4qsXKR4EIag6YfWUpX/view?usp=sharing
Non-IS 25 Classic | 25 | 50 X 3m | 37.2 | ₹/m | 20 % | 29.76 | GREY | The pricelist also includes Non-IS conduits in different variants: 19 mm LMS, 19 mm MMS, 19 mm HMS, 25 mm Classic and 25 mm Super. Their standard pack is generally 50 or 100 pieces of 3 metres, depending on the product, with MRP ranging from ₹28.70/m to ₹41.40/m | 50 X 3m Non-IS 25 Classic PVC PIPE | https://drive.google.com/file/d/1p3q_VF_2INF8W_4qsXKR4EIag6YfWUpX/view?usp=sharing
Non-IS 25 Super | 25 | 50 X 3m | 41.4 | ₹/m | 20 % | 33.12 | GREY | The pricelist also includes Non-IS conduits in different variants: 19 mm LMS, 19 mm MMS, 19 mm HMS, 25 mm Classic and 25 mm Super. Their standard pack is generally 50 or 100 pieces of 3 metres, depending on the product, with MRP ranging from ₹28.70/m to ₹41.40/m | 50 X 3m Non-IS 25 Super PVC PIPE | https://drive.google.com/file/d/1p3q_VF_2INF8W_4qsXKR4EIag6YfWUpX/view?usp=sharing
Casing & Capping | 20 X 12 | 200m | 33.7 | ₹/m | 20 % | 26.96 | GREY | Casing & Capping is another product category listed separately. The available sizes include 20 × 12, 25 × 12, 25 × 16, 30 × 15 and 32 × 12. The standard pack is 200 metres, and the listed MRP ranges from ₹33.70/m to ₹52.50/m | 200m Casing & Capping PVC PIPE | https://drive.google.com/file/d/1p3q_VF_2INF8W_4qsXKR4EIag6YfWUpX/view?usp=sharing
Casing & Capping | 25 X 12 | 200m | 41.55 | ₹/m | 20 % | 33.24 | GREY | Casing & Capping is another product category listed separately. The available sizes include 20 × 12, 25 × 12, 25 × 16, 30 × 15 and 32 × 12. The standard pack is 200 metres, and the listed MRP ranges from ₹33.70/m to ₹52.50/m | 200m Casing & Capping PVC PIPE | https://drive.google.com/file/d/1p3q_VF_2INF8W_4qsXKR4EIag6YfWUpX/view?usp=sharing
Casing & Capping | 25 X 16 | 200m | 43.25 | ₹/m | 20 % | 34.6 | GREY | Casing & Capping is another product category listed separately. The available sizes include 20 × 12, 25 × 12, 25 × 16, 30 × 15 and 32 × 12. The standard pack is 200 metres, and the listed MRP ranges from ₹33.70/m to ₹52.50/m | 200m Casing & Capping PVC PIPE | https://drive.google.com/file/d/1p3q_VF_2INF8W_4qsXKR4EIag6YfWUpX/view?usp=sharing
Casing & Capping | 30 X 15 | 200m | 47 | ₹/m | 20 % | 37.6 | GREY | Casing & Capping is another product category listed separately. The available sizes include 20 × 12, 25 × 12, 25 × 16, 30 × 15 and 32 × 12. The standard pack is 200 metres, and the listed MRP ranges from ₹33.70/m to ₹52.50/m | 200m Casing & Capping PVC PIPE | https://drive.google.com/file/d/1p3q_VF_2INF8W_4qsXKR4EIag6YfWUpX/view?usp=sharing
Casing & Capping | 32 X 12 | 200m | 52.5 | ₹/m | 20 % | 42 | GREY | Casing & Capping is another product category listed separately. The available sizes include 20 × 12, 25 × 12, 25 × 16, 30 × 15 and 32 × 12. The standard pack is 200 metres, and the listed MRP ranges from ₹33.70/m to ₹52.50/m | 200m Casing & Capping PVC PIPE | https://drive.google.com/file/d/1p3q_VF_2INF8W_4qsXKR4EIag6YfWUpX/view?usp=sharing
PP Corrugated Flexible Conduit | 16 | 50 | 12.7 | ₹/m | 20 % | 10.16 | GREY | PP Corrugated Flexible Conduit is available in 16 mm, 20 mm, 25 mm, 32 mm, 40 mm and 50 mm sizes. The standard and transportation packs vary by size. The listed MRP ranges from ₹12.70/m for 16 mm to ₹86.75/m for 50 mm. | 50 PP Corrugated Flexible Conduit PVC PIPE | https://drive.google.com/file/d/1p3q_VF_2INF8W_4qsXKR4EIag6YfWUpX/view?usp=sharing
PP Corrugated Flexible Conduit | 20 | 50 | 16 | ₹/m | 20 % | 12.8 | GREY | PP Corrugated Flexible Conduit is available in 16 mm, 20 mm, 25 mm, 32 mm, 40 mm and 50 mm sizes. The standard and transportation packs vary by size. The listed MRP ranges from ₹12.70/m for 16 mm to ₹86.75/m for 50 mm. | 50 PP Corrugated Flexible Conduit PVC PIPE | https://drive.google.com/file/d/1p3q_VF_2INF8W_4qsXKR4EIag6YfWUpX/view?usp=sharing
PP Corrugated Flexible Conduit | 25 | 25 | 23.7 | ₹/m | 20 % | 18.96 | GREY | PP Corrugated Flexible Conduit is available in 16 mm, 20 mm, 25 mm, 32 mm, 40 mm and 50 mm sizes. The standard and transportation packs vary by size. The listed MRP ranges from ₹12.70/m for 16 mm to ₹86.75/m for 50 mm. | 25 PP Corrugated Flexible Conduit PVC PIPE | https://drive.google.com/file/d/1p3q_VF_2INF8W_4qsXKR4EIag6YfWUpX/view?usp=sharing
PP Corrugated Flexible Conduit | 32 | 25 | 41.5 | ₹/m | 20 % | 33.2 | GREY | PP Corrugated Flexible Conduit is available in 16 mm, 20 mm, 25 mm, 32 mm, 40 mm and 50 mm sizes. The standard and transportation packs vary by size. The listed MRP ranges from ₹12.70/m for 16 mm to ₹86.75/m for 50 mm. | 25 PP Corrugated Flexible Conduit PVC PIPE | https://drive.google.com/file/d/1p3q_VF_2INF8W_4qsXKR4EIag6YfWUpX/view?usp=sharing
PP Corrugated Flexible Conduit | 40 | 20 | 57.3 | ₹/m | 20 % | 45.84 | GREY | PP Corrugated Flexible Conduit is available in 16 mm, 20 mm, 25 mm, 32 mm, 40 mm and 50 mm sizes. The standard and transportation packs vary by size. The listed MRP ranges from ₹12.70/m for 16 mm to ₹86.75/m for 50 mm. | 20 PP Corrugated Flexible Conduit PVC PIPE | https://drive.google.com/file/d/1p3q_VF_2INF8W_4qsXKR4EIag6YfWUpX/view?usp=sharing
PP Corrugated Flexible Conduit | 50 | 15 | 86.75 | ₹/m | 20 % | 69.4 | GREY | PP Corrugated Flexible Conduit is available in 16 mm, 20 mm, 25 mm, 32 mm, 40 mm and 50 mm sizes. The standard and transportation packs vary by size. The listed MRP ranges from ₹12.70/m for 16 mm to ₹86.75/m for 50 mm. | 15 PP Corrugated Flexible Conduit PVC PIPE | https://drive.google.com/file/d/1p3q_VF_2INF8W_4qsXKR4EIag6YfWUpX/view?usp=sharing

## Glands
Sr No | Category | Size Code | Size (Inch) | Suitable Cable OD (mm) | Nipple Thread | Rate (Rs.) | Packing per Box (pcs) | Price per Box () | PVC Shroud Price () | Brass Earth Tag Price () | Product name | Full Set Price (Gland+Shroud+Tag) () | 3D IMAGE
1 | Single Compression | 10MM | (3/8") | 8.00 - 12.0 | 5/8" | ₹68.00 | 168 | 11424 | - | - | Single Compression 10MM GLAND | - | https://drive.google.com/open?id=16KUuOz2VuKyndbqZl5rgAhfaSV1WvxbB
2 | Single Compression | 12MM | (1/2") | 12.5 - 15.5 | 5/8" | ₹83.00 | 126 | 10458 | - | - | Single Compression 12MM GLAND | - | https://drive.google.com/open?id=16KUuOz2VuKyndbqZl5rgAhfaSV1WvxbB
3 | Single Compression | 16MM | (5/8") | 12.5 - 15.5 | 3/4" | ₹83.00 | 126 | 10458 | - | - | Single Compression 16MM GLAND | - | https://drive.google.com/open?id=16KUuOz2VuKyndbqZl5rgAhfaSV1WvxbB
4 | Single Compression | 19MM | (3/4") | 16.0 - 18.0 | 3/4" | ₹90.00 | 108 | 9720 | - | - | Single Compression 19MM GLAND | - | https://drive.google.com/open?id=16KUuOz2VuKyndbqZl5rgAhfaSV1WvxbB
5 | Single Compression | 22MM | (7/8") | 18.5 - 20.0 | 3/4" | ₹120.00 | 84 | 10080 | - | - | Single Compression 22MM GLAND | - | https://drive.google.com/open?id=16KUuOz2VuKyndbqZl5rgAhfaSV1WvxbB
6 | Single Compression | 25MM | (1") | 20.5 - 23.5 | 1" | ₹140.00 | 120 | 16800 | - | - | Single Compression 25MM GLAND | - | https://drive.google.com/open?id=16KUuOz2VuKyndbqZl5rgAhfaSV1WvxbB
7 | Single Compression | 28MM | (1-1/8") | 24.0 - 27.0 | 1.1/8" | ₹215.00 | 40 | 8600 | - | - | Single Compression 28MM GLAND | - | https://drive.google.com/open?id=16KUuOz2VuKyndbqZl5rgAhfaSV1WvxbB
8 | Single Compression | 32MM | (1-1/4") | 27.5 - 30.0 | 1.1/4" | ₹240.00 | 30 | 7200 | - | - | Single Compression 32MM GLAND | - | https://drive.google.com/open?id=16KUuOz2VuKyndbqZl5rgAhfaSV1WvxbB
9 | Single Compression | 35MM | (1-3/8") | 30.5 - 34.0 | 1.3/8" | ₹320.00 | 30 | 9600 | - | - | Single Compression 35MM GLAND | - | https://drive.google.com/open?id=16KUuOz2VuKyndbqZl5rgAhfaSV1WvxbB
10 | Single Compression | 38MM | (1-1/2") | 34.5 - 38.0 | 1.1/2" | ₹390.00 | 22 | 8580 | - | - | Single Compression 38MM GLAND | - | https://drive.google.com/open?id=16KUuOz2VuKyndbqZl5rgAhfaSV1WvxbB
11 | Single Compression | 45MM | (1-3/4") | 38.5 - 43.0 | 1.3/4" | ₹480.00 | 14 | 6720 | - | - | Single Compression 45MM GLAND | - | https://drive.google.com/open?id=16KUuOz2VuKyndbqZl5rgAhfaSV1WvxbB
12 | Single Compression | 50MM | (2") | 43.5 - 50.0 | 2" | ₹595.00 | 12 | 7140 | - | - | Single Compression 50MM GLAND | - | https://drive.google.com/open?id=16KUuOz2VuKyndbqZl5rgAhfaSV1WvxbB
13 | Single Compression | 57MM | (2-1/4") | 50.5 - 56.0 | 2.1/4" | ₹755.00 | 8 | 6040 | - | - | Single Compression 57MM GLAND | - | https://drive.google.com/open?id=16KUuOz2VuKyndbqZl5rgAhfaSV1WvxbB
14 | Single Compression | 63MM | (2-1/2") | 56.5 - 60.0 | 2.1/2" | ₹865.00 | 10 | 8650 | - | - | Single Compression 63MM GLAND | - | https://drive.google.com/open?id=16KUuOz2VuKyndbqZl5rgAhfaSV1WvxbB
15 | Single Compression | 70MM | (2-3/4") | 60.5 - 68.0 | 2.3/4" | ₹1,060.00 | 4 | 4240 | - | - | Single Compression 70MM GLAND | - | https://drive.google.com/open?id=16KUuOz2VuKyndbqZl5rgAhfaSV1WvxbB
16 | Single Compression | 75MM | (3") | 68.5 - 74.0 | 3" | ₹1,195.00 | 4 | 4780 | - | - | Single Compression 75MM GLAND | - | https://drive.google.com/open?id=16KUuOz2VuKyndbqZl5rgAhfaSV1WvxbB
17 | Single Compression | 82MM | (3-1/4") | 74.5 - 79.0 | 3.1/4" | ₹1,490.00 | 6 | 8940 | - | - | Single Compression 82MM GLAND | - | https://drive.google.com/open?id=16KUuOz2VuKyndbqZl5rgAhfaSV1WvxbB
18 | Single Compression | 88MM | (3-1/2") | 79.5 - 83.0 | 3.1/2" | ₹1,855.00 | 5 | 9275 | - | - | Single Compression 88MM GLAND | - | https://drive.google.com/open?id=16KUuOz2VuKyndbqZl5rgAhfaSV1WvxbB
19 | Single Compression | 100MM | (4") | 83.5 - 96.0 | 4" | ₹2,320.00 | 3 | 6960 | - | - | Single Compression 100MM GLAND | - | https://drive.google.com/open?id=16KUuOz2VuKyndbqZl5rgAhfaSV1WvxbB
20 | Double Compression MD | 10MM | (3/8") | 7.00 - 10.0 | 1/2" | ₹275.00 | 70 | 19250 | 15 | 30 | Double Compression MD 10MM GLAND | 320 | https://drive.google.com/open?id=1bPVKWkWQbk3p2b0AvpF1z5hoxc3UsHG1
21 | Double Compression MD | 12MM | (1/2") | 10.5 - 15.5 | 5/8" | ₹310.00 | 40 | 12400 | 15 | 30 | Double Compression MD 12MM GLAND | 355 | https://drive.google.com/open?id=1bPVKWkWQbk3p2b0AvpF1z5hoxc3UsHG1
22 | Double Compression MD | 16MM | (5/8") | 16.0 - 16.5 | 3/4" | ₹345.00 | 30 | 10350 | 15 | 30 | Double Compression MD 16MM GLAND | 390 | https://drive.google.com/open?id=1bPVKWkWQbk3p2b0AvpF1z5hoxc3UsHG1
23 | Double Compression MD | 19MM | (3/4") | 17.0 - 18.5 | 3/4" | ₹390.00 | 30 | 11700 | 15 | 30 | Double Compression MD 19MM GLAND | 435 | https://drive.google.com/open?id=1bPVKWkWQbk3p2b0AvpF1z5hoxc3UsHG1
24 | Double Compression MD | 22MM | (7/8") | 19.0 - 20.0 | 3/4" | ₹475.00 | 28 | 13300 | 24 | 30 | Double Compression MD 22MM GLAND | 529 | https://drive.google.com/open?id=1bPVKWkWQbk3p2b0AvpF1z5hoxc3UsHG1
25 | Double Compression MD | 25MM | (1") | 20.5 - 23.5 | 1" | ₹565.00 | 25 | 14125 | 27 | 40 | Double Compression MD 25MM GLAND | 632 | https://drive.google.com/open?id=1bPVKWkWQbk3p2b0AvpF1z5hoxc3UsHG1
26 | Double Compression MD | 28MM | (1-1/8") | 24.0 - 27.0 | 1.1/8" | ₹695.00 | 15 | 10425 | 32 | 55 | Double Compression MD 28MM GLAND | 782 | https://drive.google.com/open?id=1bPVKWkWQbk3p2b0AvpF1z5hoxc3UsHG1
27 | Double Compression MD | 32MM | (1-1/4") | 27.5 - 31.0 | 1.1/4" | ₹920.00 | 12 | 11040 | 50 | 55 | Double Compression MD 32MM GLAND | 1025 | https://drive.google.com/open?id=1bPVKWkWQbk3p2b0AvpF1z5hoxc3UsHG1
28 | Double Compression MD | 35MM | (1-3/8") | 31.5 - 34.0 | 1.1/2" | ₹1,045.00 | 11 | 11495 | 61 | 75 | Double Compression MD 35MM GLAND | 1181 | https://drive.google.com/open?id=1bPVKWkWQbk3p2b0AvpF1z5hoxc3UsHG1
29 | Double Compression MD | 38MM | (1-1/2") | 34.5 - 38.0 | 1.1/2" | ₹1,260.00 | 16 | 20160 | 74 | 75 | Double Compression MD 38MM GLAND | 1409 | https://drive.google.com/open?id=1bPVKWkWQbk3p2b0AvpF1z5hoxc3UsHG1
30 | Double Compression MD | 45MM | (1-3/4") | 38.5 - 44.0 | 2" | ₹1,735.00 | 8 | 13880 | 74 | 90 | Double Compression MD 45MM GLAND | 1899 | https://drive.google.com/open?id=1bPVKWkWQbk3p2b0AvpF1z5hoxc3UsHG1
31 | Double Compression MD | 50MM | (2") | 44.5 - 50.0 | 2" | ₹1,910.00 | 8 | 15280 | 74 | 90 | Double Compression MD 50MM GLAND | 2074 | https://drive.google.com/open?id=1bPVKWkWQbk3p2b0AvpF1z5hoxc3UsHG1
32 | Double Compression MD | 57MM | (2-1/4") | 50.5 - 55.0 | 2.1/4" | ₹2,290.00 | 6 | 13740 | 86 | 150 | Double Compression MD 57MM GLAND | 2526 | https://drive.google.com/open?id=1bPVKWkWQbk3p2b0AvpF1z5hoxc3UsHG1
33 | Double Compression MD | 63MM | (2-1/2") | 55.5 - 61.0 | 2.1/2" | ₹3,180.00 | 4 | 12720 | 125 | 150 | Double Compression MD 63MM GLAND | 3455 | https://drive.google.com/open?id=1bPVKWkWQbk3p2b0AvpF1z5hoxc3UsHG1
34 | Double Compression MD | 70MM | (2-3/4") | 62.0 - 68.0 | 2.3/4" | ₹3,590.00 | 4 | 14360 | 151 | 215 | Double Compression MD 70MM GLAND | 3956 | https://drive.google.com/open?id=1bPVKWkWQbk3p2b0AvpF1z5hoxc3UsHG1
35 | Double Compression MD | 75MM | (3") | 68.5 - 73.0 | 3" | ₹4,340.00 | 2 | 8680 | 159 | 215 | Double Compression MD 75MM GLAND | 4714 | https://drive.google.com/open?id=1bPVKWkWQbk3p2b0AvpF1z5hoxc3UsHG1
36 | Double Compression MD | 82MM | (3-1/4") | 73.5 - 79.0 | 3.1/4" | ₹5,030.00 | 2 | 10060 | 179 | 410 | Double Compression MD 82MM GLAND | 5619 | https://drive.google.com/open?id=1bPVKWkWQbk3p2b0AvpF1z5hoxc3UsHG1
37 | Double Compression MD | 88MM | (3-1/2") | 79.5 - 84.0 | 3.1/2" | ₹6,715.00 | 1 | 6715 | 197 | 430 | Double Compression MD 88MM GLAND | 7342 | https://drive.google.com/open?id=1bPVKWkWQbk3p2b0AvpF1z5hoxc3UsHG1
38 | Double Compression MD | 100MM | (4") | 84.5 - 94.0 | 4" | ₹8,845.00 | 1 | 8845 | 223 | 475 | Double Compression MD 100MM GLAND | 9543 | https://drive.google.com/open?id=1bPVKWkWQbk3p2b0AvpF1z5hoxc3UsHG1
39 | Weatherproof HMI-W | HMI W01 SS | - | 8.00 - 12.0 | 3/4" | ₹370.00 | 50 | 18500 | - | - | Weatherproof HMI-W HMI W01 SS GLAND | - | https://drive.google.com/file/d/1ReTcMoQR0FN7di46r-S8RhGpjvycZm5D/view?usp=sharing
40 | Weatherproof HMI-W | HMI W01 S | - | 12.0 - 16.0 | 3/4" | ₹410.00 | 36 | 14760 | - | - | Weatherproof HMI-W HMI W01 S GLAND | - | https://drive.google.com/file/d/1ReTcMoQR0FN7di46r-S8RhGpjvycZm5D/view?usp=sharing
41 | Weatherproof HMI-W | HMI W01 | - | 16.5 - 18.0 | 3/4" | ₹490.00 | 30 | 14700 | - | - | Weatherproof HMI-W HMI W01 GLAND | - | https://drive.google.com/file/d/1ReTcMoQR0FN7di46r-S8RhGpjvycZm5D/view?usp=sharing
42 | Weatherproof HMI-W | HMI W01 A | - | 16.5 - 18.0 | 1" | ₹530.00 | 30 | 15900 | - | - | Weatherproof HMI-W HMI W01 A GLAND | - | https://drive.google.com/file/d/1ReTcMoQR0FN7di46r-S8RhGpjvycZm5D/view?usp=sharing
43 | Weatherproof HMI-W | HMI W02 | - | 18.5 - 20.0 | 1" | ₹600.00 | 25 | 15000 | - | - | Weatherproof HMI-W HMI W02 GLAND | - | https://drive.google.com/file/d/1ReTcMoQR0FN7di46r-S8RhGpjvycZm5D/view?usp=sharing
44 | Weatherproof HMI-W | HMI W02 A | - | 18.5 - 20.0 | 3/4" | ₹615.00 | 25 | 15375 | - | - | Weatherproof HMI-W HMI W02 A GLAND | - | https://drive.google.com/file/d/1ReTcMoQR0FN7di46r-S8RhGpjvycZm5D/view?usp=sharing
45 | Weatherproof HMI-W | HMI W03 | - | 20.5 - 23.0 | 1" | ₹620.00 | 25 | 15500 | - | - | Weatherproof HMI-W HMI W03 GLAND | - | https://drive.google.com/file/d/1ReTcMoQR0FN7di46r-S8RhGpjvycZm5D/view?usp=sharing
46 | Weatherproof HMI-W | HMI W04 | - | 23.5 - 26.0 | 1" | ₹820.00 | 15 | 12300 | - | - | Weatherproof HMI-W HMI W04 GLAND | - | https://drive.google.com/file/d/1ReTcMoQR0FN7di46r-S8RhGpjvycZm5D/view?usp=sharing
47 | Weatherproof HMI-W | HMI W04 A | - | 23.5 - 26.0 | 1.1/4" | ₹910.00 | 15 | 13650 | - | - | Weatherproof HMI-W HMI W04 A GLAND | - | https://drive.google.com/file/d/1ReTcMoQR0FN7di46r-S8RhGpjvycZm5D/view?usp=sharing
48 | Weatherproof HMI-W | HMI W05 | - | 26.5 - 30.0 | 1.1/4" | ₹1,030.00 | 18 | 18540 | - | - | Weatherproof HMI-W HMI W05 GLAND | - | https://drive.google.com/file/d/1ReTcMoQR0FN7di46r-S8RhGpjvycZm5D/view?usp=sharing
49 | Weatherproof HMI-W | HMI W05 A | - | 26.5 - 30.0 | 1.1/2" | ₹1,075.00 | 18 | 19350 | - | - | Weatherproof HMI-W HMI W05 A GLAND | - | https://drive.google.com/file/d/1ReTcMoQR0FN7di46r-S8RhGpjvycZm5D/view?usp=sharing
50 | Weatherproof HMI-W | HMI W06 | - | 30.5 - 33.0 | 1.1/2" | ₹1,435.00 | 9 | 12915 | - | - | Weatherproof HMI-W HMI W06 GLAND | - | https://drive.google.com/file/d/1ReTcMoQR0FN7di46r-S8RhGpjvycZm5D/view?usp=sharing
51 | Weatherproof HMI-W | HMI W06 A | - | 30.5 - 33.0 | 1.1/4" | ₹1,465.00 | 9 | 13185 | - | - | Weatherproof HMI-W HMI W06 A GLAND | - | https://drive.google.com/file/d/1ReTcMoQR0FN7di46r-S8RhGpjvycZm5D/view?usp=sharing
52 | Weatherproof HMI-W | HMI W07 | - | 33.5 - 37.0 | 1.1/2" | ₹1,725.00 | 12 | 20700 | - | - | Weatherproof HMI-W HMI W07 GLAND | - | https://drive.google.com/file/d/1ReTcMoQR0FN7di46r-S8RhGpjvycZm5D/view?usp=sharing
53 | Weatherproof HMI-W | HMI W08 | - | 37.5 - 41.0 | 2" | ₹2,085.00 | 9 | 18765 | - | - | Weatherproof HMI-W HMI W08 GLAND | - | https://drive.google.com/file/d/1ReTcMoQR0FN7di46r-S8RhGpjvycZm5D/view?usp=sharing
54 | Weatherproof HMI-W | HMI W09 | - | 41.5 - 46.0 | 2" | ₹2,440.00 | 8 | 19520 | - | - | Weatherproof HMI-W HMI W09 GLAND | - | https://drive.google.com/file/d/1ReTcMoQR0FN7di46r-S8RhGpjvycZm5D/view?usp=sharing
55 | Weatherproof HMI-W | HMI W010 | - | 46.5 - 52.0 | 2" | ₹2,675.00 | 6 | 16050 | - | - | Weatherproof HMI-W HMI W010 GLAND | - | https://drive.google.com/file/d/1ReTcMoQR0FN7di46r-S8RhGpjvycZm5D/view?usp=sharing
56 | Weatherproof HMI-W | HMI W010 A | - | 46.5 - 52.0 | 2.1/2" | ₹2,990.00 | 6 | 17940 | - | - | Weatherproof HMI-W HMI W010 A GLAND | - | https://drive.google.com/file/d/1ReTcMoQR0FN7di46r-S8RhGpjvycZm5D/view?usp=sharing
57 | Weatherproof HMI-W | HMI W011 S | - | 52.1 - 54.0 | 2.1/2" | ₹3,910.00 | 4 | 15640 | - | - | Weatherproof HMI-W HMI W011 S GLAND | - | https://drive.google.com/file/d/1ReTcMoQR0FN7di46r-S8RhGpjvycZm5D/view?usp=sharing
58 | Weatherproof HMI-W | HMI W011 | - | 54.0 - 60.0 | 2.1/2" | ₹3,940.00 | 4 | 15760 | - | - | Weatherproof HMI-W HMI W011 GLAND | - | https://drive.google.com/file/d/1ReTcMoQR0FN7di46r-S8RhGpjvycZm5D/view?usp=sharing
59 | Weatherproof HMI-W | HMI W012 | - | 60.5 - 66.0 | 3" | ₹4,685.00 | 2 | 9370 | - | - | Weatherproof HMI-W HMI W012 GLAND | - | https://drive.google.com/file/d/1ReTcMoQR0FN7di46r-S8RhGpjvycZm5D/view?usp=sharing
60 | Weatherproof HMI-W | HMI W013 S | - | 66.1 - 72.0 | 3" | ₹6,015.00 | 2 | 12030 | - | - | Weatherproof HMI-W HMI W013 S GLAND | - | https://drive.google.com/file/d/1ReTcMoQR0FN7di46r-S8RhGpjvycZm5D/view?usp=sharing
61 | Weatherproof HMI-W | HMI W013 | - | 72.0 - 78.0 | 3.1/4" | ₹6,255.00 | 2 | 12510 | - | - | Weatherproof HMI-W HMI W013 GLAND | - | https://drive.google.com/file/d/1ReTcMoQR0FN7di46r-S8RhGpjvycZm5D/view?usp=sharing
62 | Weatherproof HMI-W | HMI W014 | - | 78.5 - 84.0 | 3.1/2" | ₹7,175.00 | 1 | 7175 | - | - | Weatherproof HMI-W HMI W014 GLAND | - | https://drive.google.com/file/d/1ReTcMoQR0FN7di46r-S8RhGpjvycZm5D/view?usp=sharing
63 | Weatherproof HMI-W | HMI W015 | - | 84.5 - 92.0 | 4" | ₹10,060.00 | 1 | 10060 | - | - | Weatherproof HMI-W HMI W015 GLAND | - | https://drive.google.com/file/d/1ReTcMoQR0FN7di46r-S8RhGpjvycZm5D/view?usp=sharing
64 | Weatherproof HMI-W | HMI W016 | - | 92.5 - 104.0 | 4.1/2" | ₹11,820.00 | 1 | 11820 | - | - | Weatherproof HMI-W HMI W016 GLAND | - | https://drive.google.com/file/d/1ReTcMoQR0FN7di46r-S8RhGpjvycZm5D/view?usp=sharing
65 | Flameproof HMI-F | HMI F01 SS | - | 8.00 - 12.0 | 3/4" | ₹475.00 | 36 | 17100 | 15 | 30 | Flameproof HMI-F HMI F01 SS GLAND | 520 | https://drive.google.com/file/d/1GzogvsiJLYCmf8MtJA2Pt21xjjQ91K7o/view?usp=sharing
66 | Flameproof HMI-F | HMI F01 S | - | 12.0 - 16.0 | 3/4" | ₹505.00 | 30 | 15150 | 15 | 30 | Flameproof HMI-F HMI F01 S GLAND | 550 | https://drive.google.com/file/d/1GzogvsiJLYCmf8MtJA2Pt21xjjQ91K7o/view?usp=sharing
67 | Flameproof HMI-F | HMI F01 | - | 16.5 - 18.0 | 3/4" | ₹575.00 | 24 | 13800 | 16 | 30 | Flameproof HMI-F HMI F01 GLAND | 621 | https://drive.google.com/file/d/1GzogvsiJLYCmf8MtJA2Pt21xjjQ91K7o/view?usp=sharing
68 | Flameproof HMI-F | HMI F01 A | - | 16.5 - 18.0 | 1" | ₹610.00 | 24 | 14640 | 16 | 30 | Flameproof HMI-F HMI F01 A GLAND | 656 | https://drive.google.com/file/d/1GzogvsiJLYCmf8MtJA2Pt21xjjQ91K7o/view?usp=sharing
69 | Flameproof HMI-F | HMI F02 | - | 18.5 - 20.0 | 1" | ₹730.00 | 25 | 18250 | 24 | 40 | Flameproof HMI-F HMI F02 GLAND | 794 | https://drive.google.com/file/d/1GzogvsiJLYCmf8MtJA2Pt21xjjQ91K7o/view?usp=sharing
70 | Flameproof HMI-F | HMI F02 A | - | 18.5 - 20.0 | 3/4" | ₹765.00 | 25 | 19125 | 24 | 30 | Flameproof HMI-F HMI F02 A GLAND | 819 | https://drive.google.com/file/d/1GzogvsiJLYCmf8MtJA2Pt21xjjQ91K7o/view?usp=sharing
71 | Flameproof HMI-F | HMI F03 | - | 20.5 - 23.0 | 1" | ₹820.00 | 25 | 20500 | 24 | 40 | Flameproof HMI-F HMI F03 GLAND | 884 | https://drive.google.com/file/d/1GzogvsiJLYCmf8MtJA2Pt21xjjQ91K7o/view?usp=sharing
72 | Flameproof HMI-F | HMI F04 | - | 23.5 - 26.0 | 1" | ₹1,020.00 | 15 | 15300 | 27 | 40 | Flameproof HMI-F HMI F04 GLAND | 1087 | https://drive.google.com/file/d/1GzogvsiJLYCmf8MtJA2Pt21xjjQ91K7o/view?usp=sharing
73 | Flameproof HMI-F | HMI F04 A | - | 23.5 - 26.0 | 1.1/4" | ₹1,140.00 | 15 | 17100 | 27 | 40 | Flameproof HMI-F HMI F04 A GLAND | 1207 | https://drive.google.com/file/d/1GzogvsiJLYCmf8MtJA2Pt21xjjQ91K7o/view?usp=sharing
74 | Flameproof HMI-F | HMI F05 | - | 26.5 - 30.0 | 1.1/4" | ₹1,205.00 | 18 | 21690 | 32 | 55 | Flameproof HMI-F HMI F05 GLAND | 1292 | https://drive.google.com/file/d/1GzogvsiJLYCmf8MtJA2Pt21xjjQ91K7o/view?usp=sharing
75 | Flameproof HMI-F | HMI F05 A | - | 26.5 - 30.0 | 1.1/2" | ₹1,275.00 | 18 | 22950 | 32 | 75 | Flameproof HMI-F HMI F05 A GLAND | 1382 | https://drive.google.com/file/d/1GzogvsiJLYCmf8MtJA2Pt21xjjQ91K7o/view?usp=sharing
76 | Flameproof HMI-F | HMI F06 | - | 30.5 - 33.0 | 1.1/2" | ₹1,705.00 | 9 | 15345 | 50 | 75 | Flameproof HMI-F HMI F06 GLAND | 1830 | https://drive.google.com/file/d/1GzogvsiJLYCmf8MtJA2Pt21xjjQ91K7o/view?usp=sharing
77 | Flameproof HMI-F | HMI F06 A | - | 30.5 - 33.0 | 1.1/4" | ₹1,780.00 | 9 | 16020 | 50 | 55 | Flameproof HMI-F HMI F06 A GLAND | 1885 | https://drive.google.com/file/d/1GzogvsiJLYCmf8MtJA2Pt21xjjQ91K7o/view?usp=sharing
78 | Flameproof HMI-F | HMI F07 | - | 33.5 - 37.0 | 1.1/2" | ₹1,915.00 | 6 | 11490 | 61 | 75 | Flameproof HMI-F HMI F07 GLAND | 2051 | https://drive.google.com/file/d/1GzogvsiJLYCmf8MtJA2Pt21xjjQ91K7o/view?usp=sharing
79 | Flameproof HMI-F | HMI F08 | - | 37.5 - 41.0 | 2" | ₹2,405.00 | 8 | 19240 | 74 | 90 | Flameproof HMI-F HMI F08 GLAND | 2569 | https://drive.google.com/file/d/1GzogvsiJLYCmf8MtJA2Pt21xjjQ91K7o/view?usp=sharing
80 | Flameproof HMI-F | HMI F09 | - | 41.5 - 46.0 | 2" | ₹2,740.00 | 8 | 21920 | 74 | 90 | Flameproof HMI-F HMI F09 GLAND | 2904 | https://drive.google.com/file/d/1GzogvsiJLYCmf8MtJA2Pt21xjjQ91K7o/view?usp=sharing
81 | Flameproof HMI-F | HMI F010 | - | 46.5 - 52.0 | 2" | ₹3,090.00 | 6 | 18540 | 74 | 90 | Flameproof HMI-F HMI F010 GLAND | 3254 | https://drive.google.com/file/d/1GzogvsiJLYCmf8MtJA2Pt21xjjQ91K7o/view?usp=sharing
82 | Flameproof HMI-F | HMI F010 A | - | 46.5 - 52.0 | 2.1/2" | ₹3,410.00 | 6 | 20460 | 86 | 150 | Flameproof HMI-F HMI F010 A GLAND | 3646 | https://drive.google.com/file/d/1GzogvsiJLYCmf8MtJA2Pt21xjjQ91K7o/view?usp=sharing
83 | Flameproof HMI-F | HMI F011 S | - | 52.1 - 54.0 | 2.1/2" | ₹4,315.00 | 4 | 17260 | 125 | 150 | Flameproof HMI-F HMI F011 S GLAND | 4590 | https://drive.google.com/file/d/1GzogvsiJLYCmf8MtJA2Pt21xjjQ91K7o/view?usp=sharing
84 | Flameproof HMI-F | HMI F011 | - | 54.0 - 60.0 | 2.1/2" | ₹4,340.00 | 4 | 17360 | 125 | 150 | Flameproof HMI-F HMI F011 GLAND | 4615 | https://drive.google.com/file/d/1GzogvsiJLYCmf8MtJA2Pt21xjjQ91K7o/view?usp=sharing
85 | Flameproof HMI-F | HMI F012 | - | 60.5 - 66.0 | 3" | ₹5,220.00 | 2 | 10440 | 151 | 215 | Flameproof HMI-F HMI F012 GLAND | 5586 | https://drive.google.com/file/d/1GzogvsiJLYCmf8MtJA2Pt21xjjQ91K7o/view?usp=sharing
86 | Flameproof HMI-F | HMI F013 S | - | 66.1 - 72.0 | 3" | ₹6,350.00 | 2 | 12700 | 197 | 215 | Flameproof HMI-F HMI F013 S GLAND | 6762 | https://drive.google.com/file/d/1GzogvsiJLYCmf8MtJA2Pt21xjjQ91K7o/view?usp=sharing
87 | Flameproof HMI-F | HMI F013 | - | 72.0 - 78.0 | 3.1/4" | ₹6,850.00 | 2 | 13700 | 197 | 410 | Flameproof HMI-F HMI F013 GLAND | 7457 | https://drive.google.com/file/d/1GzogvsiJLYCmf8MtJA2Pt21xjjQ91K7o/view?usp=sharing
88 | Flameproof HMI-F | HMI F014 | - | 78.5 - 84.0 | 3.1/2" | ₹7,995.00 | 1 | 7995 | 223 | 430 | Flameproof HMI-F HMI F014 GLAND | 8648 | https://drive.google.com/file/d/1GzogvsiJLYCmf8MtJA2Pt21xjjQ91K7o/view?usp=sharing
89 | Flameproof HMI-F | HMI F015 | - | 84.5 - 92.0 | 4" | ₹10,985.00 | 1 | 10985 | 271 | 475 | Flameproof HMI-F HMI F015 GLAND | 11731 | https://drive.google.com/file/d/1GzogvsiJLYCmf8MtJA2Pt21xjjQ91K7o/view?usp=sharing
90 | Flameproof HMI-F | HMI F016 | - | 92.5 - 104.0 | 4.1/2" | ₹12,380.00 | 1 | 12380 | 271 | 510 | Flameproof HMI-F HMI F016 GLAND | 13161 | https://drive.google.com/file/d/1GzogvsiJLYCmf8MtJA2Pt21xjjQ91K7o/view?usp=sharing

## Wiring device
Item_ID | Category | Sub - Category | Specification | Material | Voltage_Rating | Current_Rating | Width_or_Diameter | Length | Height | Unit | Rate (Rs.) | DISCOUNT | Application | images
WD001 | Insulation Tape | Wiring Accessory | PVC tape, 18 mm × 10 m | PVC | 600 V | N/A | available in all size | available in all size | N/A | Roll | ON REQUEST | 0% | Wire insulation | https://drive.google.com/file/d/1dz8W14IFWDwh29GCav1XvizS6EJe33-Z/view?usp=drive_link
WD002 | Electrical Switch | Wiring Device | 1-way, 1-gang, 6 A | Polycarbonate/Copper | 230 V | 6 A | N/A | N/A | N/A | Piece | ON REQUEST | 0% | Light/fan control | https://drive.google.com/file/d/1M-r_z_TMNdUg5M-NxO9y1o5hfNKNGP_z/view?usp=drive_link
WD003 | Electrical Plug | Wiring Device | 3-pin, 6 A | ABS/Brass | 250 V | 6 A | N/A | N/A | N/A | Piece | ON REQUEST | 0% | Appliance connection | https://drive.google.com/file/d/1PIC2lbPpcqPM5nJ0VfxkzSQjEz33Ramn/view?usp=drive_link
WD004 | Junction Box | Wiring Accessory | 4-way, 100 × 100 × 50 mm | PVC | 250 V | N/A | available in all size | available in all size | 50 mm | Piece | ON REQUEST | 0% | Wire joining/protection | https://drive.google.com/file/d/1IsKJBtewZggz_em9YH89T0DH1grlpBot/view?usp=drive_link
GO001 | Hammer | Hand Tool | Claw hammer, 500 g | Steel/Wood | N/A | N/A | N/A | N/A | N/A | Piece | ON REQUEST | 0% | General construction work | https://drive.google.com/file/d/1SMeXAFXRXCMlKTBFBPqSaMXvCpc7Tomu/view?usp=drive_link
GO002 | Screwdriver | Hand Tool | TAPARIA, medium size | Steel/Plastic | N/A | N/A | N/A | N/A | N/A | Piece | ON REQUEST | 0% | Driving screws | https://drive.google.com/file/d/1cBw0qYnFhqwRbXck2mrQfFtUI7eUfMpg/view?usp=sharing
GO003 | Pliers | Hand Tool | Combination pliers, 8 inch | Steel/Rubber | N/A | N/A | available in all size | N/A | N/A | Piece | ON REQUEST | 0% | Gripping and cutting | https://drive.google.com/file/d/1eJfGbt3jw5OGUwlpbHUxDoHStCclMstD/view?usp=sharing
GO004 | Measuring Tape | Measuring Tool | 5 m × 19 mm | Steel/ABS | N/A | N/A | available in all size | available in all size | N/A | Piece | ON REQUEST | 0% | Length measurement | https://drive.google.com/file/d/1aE7LYFyLqtmEQVefU3Ofkwbs3UOqNar9/view?usp=sharing
GO005 | Utility Knife | Hand Tool | Retractable blade | Steel/Plastic | N/A | N/A | N/A | N/A | N/A | Piece | ON REQUEST | 0% | Cutting materials | https://drive.google.com/file/d/1LgDGC41Y4lMA5d_JRqe-9-R_eoPWziEW/view?usp=sharing
GO006 | Spanner | Hand Tool | Adjustable, 10 inch | Chrome Vanadium Steel | N/A | N/A | N/A | N/A | N/A | Piece | ON REQUEST | 0% | Fastening nuts/bolts | https://drive.google.com/file/d/16Ut4wS1s2dmNsx2A4Omj78us_XJtJV07/view?usp=sharing
GO007 | Safety Helmet | Safety Equipment | Industrial hard hat | HDPE | N/A | N/A | N/A | N/A | N/A | Piece | ON REQUEST | 0% | Head protection | https://drive.google.com/file/d/1_htncHQ8GrnS3QMyY67iiwjnra4Lz2_7/view?usp=sharing
GO008 | Safety Gloves | Safety Equipment | General-purpose work gloves | Nylon/Rubber | N/A | N/A | N/A | N/A | available in all size | Pair | ON REQUEST | 0% | Hand protection | https://drive.google.com/file/d/1AMrsODjIyJXB9fhGqwB5Pxcw3XQRxLyr/view?usp=sharing
GO009 | Extension Cord | Electrical Accessory | 3-core, 5 m, 6 A | PVC/Copper | 250 V | 6 A | N/A | available in all size | N/A | Piece | ON REQUEST | 0% | Temporary power connection | https://drive.google.com/file/d/1a_P6zKpCuJ2dYd-loFHlyE1jKprVDhqo/view?usp=sharing
GO010 | LED Bulb | Lighting | 9 W, LED, B22 | Plastic/Aluminium | 230 V | N/A | N/A | N/A | N/A | Piece | ON REQUEST | 0% | General lighting | https://drive.google.com/file/d/1AP6IpeT05Cw5sXhQ_x-W0nqS4ezjb_iy/view?usp=sharing

## Earthing Wires
Product ID | Product Category | Subcategory | Product Name | Material | Key Specifications | Size / Range | Selling Unit | Primary Application | Specifications ( Additional ) | MOQ | Discounted rates | Discount | Rate (Rs.) | Image URL | SEO Keywords
EAR-001 | Earthing Electrodes | Copper / Copper Bonded | Copper Earthing Electrode | Copper / Copper Bonded | Electrode type: Copper Bonded Rod; conductor: Copper Bonded; length: 3 m; diameter: 50 mm | 3 m x 50 mm | Piece | Earthing; solar plants | Maintenance-free earthing set; high conductivity; grounding applications | 10 | 525 | 0% | 525 | https://drive.google.com/file/d/12QaFqnTFYroFdLNdG2MJ_DCL1QX-PWLB/view?usp=sharing | copper earthing electrode, earthing materials, earthing products, electrical earthing, grounding materials, volamp elektrikals
EAR-002 | Earthing Electrodes | Copper Bonded | Copper Bonded Rods | Copper | Round rod; diameter: 25 mm; available sizes: 14, 17, 20, 25, 32 mm; lengths: 1, 1.5, 2, 3 m | 14–32 mm dia; 1–3 m | Piece | Industrial earthing; grounding | Smooth surface; copper construction |  | 880 | 0% | 880 | https://drive.google.com/file/d/12QaFqnTFYroFdLNdG2MJ_DCL1QX-PWLB/view?usp=sharing | copper bonded rods, earthing materials, earthing products, electrical earthing, grounding materials, volamp elektrikals
EAR-003 | Earthing Electrodes | Pipe in Pipe | Pipe in Pipe Earthing | Copper Bonded / Copper Strap | Size: 40 mm / 1000 mm; copper strap grounding clamp; stainless-steel installation accessories | 40 mm x 1000 mm | Set | Chemical / pipe earthing | Copper strap; pre-formed grounding clamp; stainless-steel accessories |  | 880 | 0% | 880 | https://drive.google.com/file/d/1L5S2q_MAXsvVzzCbFJQ1sY4U1iK-zwvP/view?usp=sharing | pipe in pipe earthing, earthing materials, earthing products, electrical earthing, grounding materials, volamp elektrikals
EAR-004 | Earthing Electrodes | Copper Bonded | Copper Bonded Electrode | Copper over steel | Round; solid electrodes / electrode with holes; copper surface finish; available widths 14–32 mm and lengths 1–3 m | 14–32 mm; 1–3 m | Piece | Earthing; solar; substations; telecom | Molecularly bonded copper layer; corrosion resistance; high tensile strength |  | 300 | 0% | 300 | https://drive.google.com/file/d/12QaFqnTFYroFdLNdG2MJ_DCL1QX-PWLB/view?usp=sharing | copper bonded electrode, earthing materials, earthing products, electrical earthing, grounding materials, volamp elektrikals
EAR-005 | Earthing Electrodes | Chemical Earthing | GI Chemical Earthing Electrode | Galvanized Iron (GI) / Chemical | Model AEE/50/1MTR; thickness 3 mm; rod diameter 40 mm; diameter 50 mm | 40–50 mm dia | Piece | Chemical earthing | GI construction; chemical earthing; ready stock | 5 | 580 | 0% | 580 | https://drive.google.com/file/d/12QaFqnTFYroFdLNdG2MJ_DCL1QX-PWLB/view?usp=sharing | gi chemical earthing electrode, earthing materials, earthing products, electrical earthing, grounding materials, volamp elektrikals
EAR-006 | Earthing Electrodes | Chemical Earthing | Chemo Earthing Electrode | GI / Copper | Strip-in-pipe technology; GI casing; crystalline conductive mixture; corrosion-resistant construction | As required | Piece | Telecom; transmission & distribution; railways; buildings; substations | Long service life; CPRI-approved claim on source page; protected conductor |  | 480 | 0% | 480 | https://voltampz.com/products/chemical-earthing | chemo earthing electrode, earthing materials, earthing products, electrical earthing, grounding materials, volamp elektrikals
EAR-007 | Earthing Electrodes | GI | GI Earthing Electrode | GI / Zinc / Copper / Copper Bonded | Rod diameter listed as 2.5 mm on source page; other listing gives 48/80 mm diameter and 1–3 m lengths | 1–3 m; 48/80 mm range | Piece | Industrial; commercial; residential; telecom | Corrosion resistance; low electrical resistance; long life; low maintenance | 50 | 450 | 0% | 450 | https://voltampz.com/products/chemical-earthing | gi earthing electrode, earthing materials, earthing products, electrical earthing, grounding materials, volamp elektrikals
EAR-008 | Earthing Electrodes | Maintenance Free | Maintenance Free Electrode | Copper | Length: 1, 2, 3 m; diameter: 50 mm; strip-in-pipe technology; GI casing and crystalline mixture | 50 mm dia; 1–3 m | Piece | Telecom; transmission & distribution; railways | CPRI-approved claim on source page; maintenance-free chemical earthing | 1 | 580 | 0% | 580 | https://drive.google.com/file/d/12QaFqnTFYroFdLNdG2MJ_DCL1QX-PWLB/view?usp=sharing | maintenance free electrode, earthing materials, earthing products, electrical earthing, grounding materials, volamp elektrikals
EAR-009 | Earthing Pit Covers | RCC | RCC Chamber Cover | RCC | Size 300 x 300 mm; square; medium duty; grey | 300 x 300 mm | Piece | Protection of underground earth pit | Precast reinforced concrete; inspection access; weather/load protection | 1 | 440 | 0% | 440 | https://drive.google.com/file/d/11QgUBK7A63sdmt340q7_Z7iBAeMqBOOm/view?usp=sharing | rcc chamber cover, earthing materials, earthing products, electrical earthing, grounding materials, volamp elektrikals
EAR-010 | Earthing Pit Covers | FRP | FRP Earth Pit Chamber | FRP | 6 inch; round; polished; green/black; sizes as required | 6 inch / custom | Piece | Earthing pit protection | Non-corrosive; corrosion resistant; neat covering; ready stock | 1 | 120 | 0% | 120 | https://drive.google.com/file/d/11QgUBK7A63sdmt340q7_Z7iBAeMqBOOm/view?usp=sharing | frp earth pit chamber, earthing materials, earthing products, electrical earthing, grounding materials, volamp elektrikals
EAR-011 | Earthing Pit Covers | FRP | FRP Earth Pit Cover | FRP | Chamber 300 x 300 mm; 6 inch; 300 mm depth; heavy duty; terminal block; round | 220x220, 270x270, 300x300, 500x500 mm options | Piece | Residential; commercial; industrial earthing | Corrosion and UV resistance; heavy-duty; terminal block option | 50 | 125 | 0% | 125 | https://drive.google.com/file/d/11QgUBK7A63sdmt340q7_Z7iBAeMqBOOm/view?usp=sharing | frp earth pit cover, earthing materials, earthing products, electrical earthing, grounding materials, volamp elektrikals
EAR-012 | Earthing Pit Covers | PVC / FRP | PVC Earth Pit Cover | PVC / FRP | 300 x 300 mm; heavy duty; load capacity 100 kg; black; square; 1 kg | 300 x 300 mm | Piece | Earthing pit access and protection | Current insulation; corrosion resistant; lightweight |  | 330 | 0% | 330 | https://drive.google.com/file/d/11QgUBK7A63sdmt340q7_Z7iBAeMqBOOm/view?usp=sharing | pvc earth pit cover, earthing materials, earthing products, electrical earthing, grounding materials, volamp elektrikals
EAR-013 | Earthing Pit Covers | Cast Iron | Cast Iron Square Chamber Cover | Cast Iron | 24 x 24 inch; square; full-floor design; cast finish | 24 x 24 inch | Piece | Heavy-duty earth pit protection | Durable; heavy duty; long service life |  | 480 | 0% | 480 | https://drive.google.com/file/d/1Q9KEcUDJqxRSEsrOxeAZQHF_HIwmuO_V/view?usp=sharing | cast iron square chamber cover, earthing materials, earthing products, electrical earthing, grounding materials, volamp elektrikals
EAR-014 | Earthing Chemicals | Bentonite | Bentonite Earthing Powder | Bentonite clay | Powder; swell index >20 ml; moisture >20%; purity 99.90%; technical grade; 15/25 kg packing | 15 kg / 25 kg bag | Kg / Bag | Chemical earthing; earthing enhancement | Moisture retention; soil resistivity reduction; swelling around electrode | 25 | 5.9 | 0% | 5.9 | https://drive.google.com/file/d/1Mvl7Hix9VYPM6PuEyDpF_7_8WxC7QKnn/view?usp=sharing | bentonite earthing powder, earthing materials, earthing products, electrical earthing, grounding materials, volamp elektrikals
EAR-015 | Earthing Chemicals | Charcoal | Charcoal for Earthing | Charcoal | Powder; resistivity <0.1 ohm m; mesh 200; 25/30 kg bag | 25–30 kg bag | Kg / Bag | Chemical earthing | Black powder; conductive backfill material |  | 11 | 0% | 11 | https://drive.google.com/file/d/1RPlERa0upl_Zm5IY3s8bjk8BnER3PEbu/view?usp=sharing | charcoal for earthing, earthing materials, earthing products, electrical earthing, grounding materials, volamp elektrikals
EAR-016 | Earthing Chemicals | Salt | Salt for Earth Pit | Industrial salt | Purity 99%; 5 mm size; powder; 25 kg bag; industrial grade | 5 mm; 25 kg bag | Kg / Bag | Pipe earthing; earth pit conductivity enhancement | Helps retain moisture and improve soil conductivity |  | 7 | 0% | 7 | https://drive.google.com/file/d/1edTZXc0sF4EXiayf5OI_sVjkZY7GYnpd/view?usp=sharing | salt for earth pit, earthing materials, earthing products, electrical earthing, grounding materials, volamp elektrikals
EAR-017 | Copper Earthing Materials | Copper Plate | Copper Earthing Plate | ETP Copper | Plate type earthing plate; 300 x 300 mm; 1–10 mm thickness; tinned finish | 300 x 300 mm; 1–10 mm | Kg / Piece | Earthing; earth grids | High strength; durability; anti-corrosive coating | 5 | 1350 | 0% | 1350 | https://drive.google.com/file/d/1VZnbAVHfnyyv3dai6hEMFgVyiy8mnqXD/view?usp=sharing | copper earthing plate, earthing materials, earthing products, electrical earthing, grounding materials, volamp elektrikals
EAR-018 | Copper Earthing Materials | Copper Plate | Pure Copper Earthing Plate | Pure / ETP Copper | 600 x 600 mm; 3 mm; ETP copper; bare; available 150 x 150 to 600 x 600 mm | 150x150 to 600x600 mm; 1–6 mm | Kg / Piece | Industrial earthing | Excellent conductivity; corrosion resistance; bare copper finish |  | 1450 | 0% | 1450 | https://drive.google.com/file/d/1VZnbAVHfnyyv3dai6hEMFgVyiy8mnqXD/view?usp=sharing | pure copper earthing plate, earthing materials, earthing products, electrical earthing, grounding materials, volamp elektrikals
EAR-019 | Copper Earthing Materials | Copper Pipe | Copper Earthing Pipe | Copper | Diameter 12.7 mm (1/2 in); wall thickness 1 mm; length 3.05 m; hard drawn; uncoated | 12.7 mm dia x 3.05 m | Kg / Piece | Earthing electrode / grounding | High conductivity; corrosion resistance | 1 | 1700 | 0% | 1700 | https://drive.google.com/file/d/12QaFqnTFYroFdLNdG2MJ_DCL1QX-PWLB/view?usp=sharing | copper earthing pipe, earthing materials, earthing products, electrical earthing, grounding materials, volamp elektrikals
EAR-020 | Copper Earthing Materials | Copper Wire | Bare Copper Wire | Copper | Solid; diameter 1 mm; 1–22 SWG; industrial use; bare | 1–10 mm / 1–22 SWG | Kg | Earthing; electrical wiring; telecom | 99.99% purity listed for one product; corrosion resistance; conductivity | 10 | 1450 | 0% | 1450 | https://drive.google.com/file/d/1fXdAwDNnSIRo_Zrs_1x6-HCO4TEahPgd/view?usp=sharing | bare copper wire, earthing materials, earthing products, electrical earthing, grounding materials, volamp elektrikals
EAR-021 | Copper Earthing Materials | Flexible Jumper | Flexible Copper Jumper | Copper | Polished flexible jumper; braided/laminated copper construction; sizes as required | Custom | Piece | Bonding; earthing across moving/vibrating joints | Low resistance; flexible; corrosion resistant | 1 | 450 | 0% | 450 | https://drive.google.com/file/d/1amt3rxvizbIHWPIuHQa124qZxVy8KhgI/view?usp=sharing | flexible copper jumper, earthing materials, earthing products, electrical earthing, grounding materials, volamp elektrikals
EAR-022 | Copper Earthing Materials | Copper Sheet | Copper Earthing Sheet | EC Grade Copper | 300 x 300 mm; EC grade; 2–6 mm listed; bare/polished; earth mat application | 300 x 300 mm; 2–6 mm | Kg | Earth mat; earthing | 99.95% purity stated; multiple dimensions available | 10 | 1400 | 0% | 1400 | https://drive.google.com/file/d/1VZnbAVHfnyyv3dai6hEMFgVyiy8mnqXD/view?usp=sharing | copper earthing sheet, earthing materials, earthing products, electrical earthing, grounding materials, volamp elektrikals
EAR-023 | Copper Earthing Materials | Braided Strip | Earthing Braided Patti | Copper | Polished; grey; braided copper construction | Custom | Kg | Earthing and flexible bonding | Flexible; high conductivity |  | 1600 | 0% | 1600 | https://drive.google.com/file/d/1YK2Ok1qHnxPJWm-CWb6Kvi1J1uZNyGBW/view?usp=sharing | earthing braided patti, earthing materials, earthing products, electrical earthing, grounding materials, volamp elektrikals
EAR-024 | Copper Earthing Materials | Busbar | Earthing Ready Busbar | Copper | Ready busbar; square edge; customizable size; copper material | Custom | Piece | Earthing busbar; industrial panels | Custom fabrication from drawing/dimensions |  | 980 | 0% | 980 | https://drive.google.com/file/d/1fqihSPQrLnRoKLBFk29ADXfT7MXXyr_L/view?usp=sharing | earthing ready busbar, earthing materials, earthing products, electrical earthing, grounding materials, volamp elektrikals
EAR-025 | Copper Earthing Materials | Copper Flat | Copper Flat Bar / Patta | Pure Copper | 10 mm thickness; 1 inch size; hot rolled; 3 m single length; tinned finish; wider range available | 150x40x5 to 400x100x10 mm | Kg / Length | Earthing; busbars; switchgear; transformers | High conductivity; corrosion resistance; durable | 20 | 1450 | 0% | 1450 | https://drive.google.com/file/d/1VZnbAVHfnyyv3dai6hEMFgVyiy8mnqXD/view?usp=sharing | copper flat bar / patta, earthing materials, earthing products, electrical earthing, grounding materials, volamp elektrikals
EAR-026 | Copper Earthing Materials | Copper Rod | Round Copper Rods | Oxygen Free Copper | Diameter 10–50 mm; pure copper rod | 10–50 mm dia | Kg | Earthing; electrical fabrication | High conductivity; round solid rod |  | 1450 | 0% | 1450 | https://drive.google.com/file/d/12QaFqnTFYroFdLNdG2MJ_DCL1QX-PWLB/view?usp=sharing | round copper rods, earthing materials, earthing products, electrical earthing, grounding materials, volamp elektrikals
EAR-027 | GI Earthing Materials | GI Pipe | Galvanized Iron Pipes | Galvanized Iron | 2 inch listed; nominal 40 mm; heavy C class; 2 mm thickness; 3 m; Jindal/Asian/Apollo/Surya | 12–250 mm dia; 1.6–8 mm; 3 m typical | Piece | Earthing; antenna; telecom towers | Hot-dip galvanization; corrosion resistance; durable | 10 | 210 | 0% | 210 | https://drive.google.com/file/d/1zBBrIn2JMvQkuPirg-pgKo-Fe8gMg034/view?usp=sharing | galvanized iron pipes, earthing materials, earthing products, electrical earthing, grounding materials, volamp elektrikals
EAR-028 | GI Earthing Materials | GI Wire | Galvanized Iron Wire | Iron / Zinc | 12G listed; 4 mm diameter; hot-dip galvanized; 6–18 SWG range | 6–18 SWG | Kg | Earthing; construction; fencing | Corrosion resistant; high strength | 100 | 74 | 0% | 74 | https://drive.google.com/file/d/1zBBrIn2JMvQkuPirg-pgKo-Fe8gMg034/view?usp=sharing | galvanized iron wire, earthing materials, earthing products, electrical earthing, grounding materials, volamp elektrikals
EAR-029 | GI Earthing Materials | GI Strip | GI Strip Coil | Galvanized Iron | 3 mm thickness; 25 mm width; 80 gsm zinc coating; hot-dip galvanized; 25x3 and 50x3 mm sizes | 25x3 / 50x3 mm | Kg | Earthing; construction; solar | Corrosion resistance; smooth galvanized finish | 50 | 100 | 0% | 100 | https://drive.google.com/file/d/1zBBrIn2JMvQkuPirg-pgKo-Fe8gMg034/view?usp=sharing | gi strip coil, earthing materials, earthing products, electrical earthing, grounding materials, volamp elektrikals
EAR-030 | GI Earthing Materials | GI Rod | Galvanized Iron Rods | Galvanized Iron | 48 mm and 80 mm diameter; 1, 2, 3 m lengths; galvanized | 48 / 80 mm dia; 1–3 m | Piece | Earthing systems; construction | Corrosion resistant; strong; dimensional accuracy |  | 400 | 0% | 400 | https://drive.google.com/file/d/1zBBrIn2JMvQkuPirg-pgKo-Fe8gMg034/view?usp=sharing | galvanized iron rods, earthing materials, earthing products, electrical earthing, grounding materials, volamp elektrikals
EAR-031 | GI Earthing Materials | Earthing Pipe | GI Earthing Pipe | Galvanized Iron | 40 mm diameter; 3 m length; 3.2 mm wall; Class B; with funnel; 20 mm x 5 ft to 100 mm x 10 ft range | 20–100 mm dia; 5–10 ft / 1–3 m | Piece | Earthing; electrical systems; watering | Reliable grounding; dimensionally accurate; high tensile strength |  | 550 | 0% | 550 | https://drive.google.com/file/d/1zBBrIn2JMvQkuPirg-pgKo-Fe8gMg034/view?usp=sharing | gi earthing pipe, earthing materials, earthing products, electrical earthing, grounding materials, volamp elektrikals
EAR-032 | GI Earthing Materials | GI Earthing Plate | GI Hot-Dip Earthing Plate | Galvanized Iron | Rectangular; 5/6/10/12 mm plate thickness; hot-dip galvanized | Custom; 5–12 mm | Piece | Electrical grounding systems | Zinc coating; corrosion resistance; durability | 1 | 1780 | 0% | 1780 | https://drive.google.com/file/d/1zBBrIn2JMvQkuPirg-pgKo-Fe8gMg034/view?usp=sharing | gi hot-dip earthing plate, earthing materials, earthing products, electrical earthing, grounding materials, volamp elektrikals
EAR-033 | Aluminium Earthing Materials | Aluminium Busbar | Aluminium Flat Busbar | Aluminium | EC grade; flat busbar; 25 mm thickness listed; earthing and panel use | Custom | Kg | Earthing; electrical panels | Robust construction; lightweight; good finish |  | 185 | 0% | 185 | https://drive.google.com/file/d/1h55p8rlB8dgbGxL4mLm6Z7stbvAo0htU/view?usp=sharing | aluminium flat busbar, earthing materials, earthing products, electrical earthing, grounding materials, volamp elektrikals
EAR-034 | Aluminium Earthing Materials | Aluminium Conductor | Aluminium Conductor Wire | Aluminium | Round conductor; 8 mm listed; 3–22 SWG; gauges 0.12–9 mm listed | 8 mm / 3–22 SWG | Meter | Earthing; electrical wiring; power transmission | Lightweight; conductivity; corrosion resistance | 30 | 60 | 0% | 60 | https://drive.google.com/file/d/1Yslu2R7lg0ma7dKQqMTWzYHVTEONtU2f/view?usp=sharing | aluminium conductor wire, earthing materials, earthing products, electrical earthing, grounding materials, volamp elektrikals
EAR-035 | Solar & Lightning Earthing | Solar Earthing | Solar Earthing Kit | Copper Bonded | Copper bonded; polished; 1 m and 1.5 m; 14 mm rod diameter; 50–250 micron range | 1 / 1.5 m; 14 mm dia | Set | Solar PV earthing | Ground rod + conductor + connector/clamp ecosystem; multiple sizes |  | 680 | 0% | 680 | https://drive.google.com/file/d/1QpUTVpBX8LPOcqrFwODgEvcZjxtf_CzC/view?usp=sharing | solar earthing kit, earthing materials, earthing products, electrical earthing, grounding materials, volamp elektrikals
EAR-036 | Solar & Lightning Earthing | Lightning Protection | ESE Lightning Arrester | Stainless Steel / Copper variants | Protection class listed II/IV; radius up to 107 m; pole/air-rod options 3, 5, 7.5 m; 45 kA on one listing | Up to 107 m radius; 3–7.5 m pole | Piece | Lightning protection for buildings and structures | Early streamer emission design; connects to grounding system | 1 | 9500 | 0% | 9500 | https://drive.google.com/file/d/1Q4oMW7E4bDSKPptUb6SS5y4DUywOq668/view?usp=sharing | ese lightning arrester, earthing materials, earthing products, electrical earthing, grounding materials, volamp elektrikals
EAR-037 | Solar & Lightning Earthing | Lightning Protection | LA Base Plate | Copper / FRP | Standard size; copper or FRP variants; bag packed | Standard / custom | Piece | Lightning arrester mounting and stabilization | Multiple stand/base types; copper and FRP options | 10 | 400 | 0% | 400 | https://drive.google.com/file/d/1dY3YQy7wg6AuoNLqQWaVLYqrdBaZyPAT/view?usp=sharing | la base plate, earthing materials, earthing products, electrical earthing, grounding materials, volamp elektrikals

## Solar
Category | Sub category | Size_Sqmm | Watt | Standard_Packing_Mtrs | Discounted Rate | Standard_Packing_Pcs | Discounted Rates | Discount | Rate (Rs.) | Current_60C_A | Effeicency | Warrenty | Current_40C_A | Product name | images
Solar Cable | PV1-F | 1.5 | - | 1000 |  | - | 45.01 | 30% | 64.3 | 30 | - | - | 25 | PV1-F 1.5 sqmm Solar Cable | https://drive.google.com/file/d/122mNxpgY6dNIQXN5fLgAlqKE8VjZjgHG/view?usp=sharing
Solar Cable | PV1-F | 2.5 | - | 1000 |  | - | 70.805 | 30% | 101.15 | 41 | - | - | 35 | PV1-F 2.5 sqmm Solar Cable | https://drive.google.com/file/d/122mNxpgY6dNIQXN5fLgAlqKE8VjZjgHG/view?usp=sharing
Solar Cable | PV1-F | 4 | - | 1000 |  | - | 99.61 | 30% | 142.3 | 55 | - | - | 45 | PV1-F 4 sqmm Solar Cable | https://drive.google.com/file/d/122mNxpgY6dNIQXN5fLgAlqKE8VjZjgHG/view?usp=sharing
Solar Cable | PV1-F | 6 | - | 1000 |  | - | 149.24 | 30% | 213.2 | 70 | - | - | 58 | PV1-F 6 sqmm Solar Cable | https://drive.google.com/file/d/122mNxpgY6dNIQXN5fLgAlqKE8VjZjgHG/view?usp=sharing
Solar Cable | PV1-F | 10 | - | 1000 |  | - | 252 | 30% | 360 | 98 | - | - | 80 | PV1-F 10 sqmm Solar Cable | https://drive.google.com/file/d/122mNxpgY6dNIQXN5fLgAlqKE8VjZjgHG/view?usp=sharing
Solar Cable | PV1-F | 16 | - | 1000 |  | - | 399 | 30% | 570 | 132 | - | - | 106 | PV1-F 16 sqmm Solar Cable | https://drive.google.com/file/d/122mNxpgY6dNIQXN5fLgAlqKE8VjZjgHG/view?usp=sharing
Solar Cable | PV1-F | 25 | - | 1000 |  | - | 0 | 30% |  | 176 | - | - | 135 | PV1-F 25 sqmm Solar Cable | https://drive.google.com/file/d/122mNxpgY6dNIQXN5fLgAlqKE8VjZjgHG/view?usp=sharing
Solar Cable | PV1-F | 35 | - | 1000 |  | - | 0 | 30% |  | 218 | - | - | 173 | PV1-F 35 sqmm Solar Cable | https://drive.google.com/file/d/122mNxpgY6dNIQXN5fLgAlqKE8VjZjgHG/view?usp=sharing
Solar Cable | PV1-F | 50 | - | 1000 |  | - | 0 | 30% |  | 276 | - | - | 226 | PV1-F 50 sqmm Solar Cable | https://drive.google.com/file/d/122mNxpgY6dNIQXN5fLgAlqKE8VjZjgHG/view?usp=sharing
Solar Cable | PV1-F | 70 | - | 1000 |  | - | 0 | 30% |  | 347 | - | - | 336 | PV1-F 70 sqmm Solar Cable | https://drive.google.com/file/d/122mNxpgY6dNIQXN5fLgAlqKE8VjZjgHG/view?usp=sharing
Solar Cable | PV1-F | 95 | - | 1000 |  | - | 0 | 30% |  | 416 | - | - | 406 | PV1-F 95 sqmm Solar Cable | https://drive.google.com/file/d/122mNxpgY6dNIQXN5fLgAlqKE8VjZjgHG/view?usp=sharing
Solar Cable | PV1-F | 120 | - | 1000 |  | - | 0 | 30% |  | 488 | - | - | 476 | PV1-F 120 sqmm Solar Cable | https://drive.google.com/file/d/122mNxpgY6dNIQXN5fLgAlqKE8VjZjgHG/view?usp=sharing
Solar Cable | PV1-F | 150 | - | 500 |  | - | 0 | 30% |  | 566 | - | - | 555 | PV1-F 150 sqmm Solar Cable | https://drive.google.com/file/d/122mNxpgY6dNIQXN5fLgAlqKE8VjZjgHG/view?usp=sharing
Solar Cable | PV1-F | 185 | - | 500 |  | - | 0 | 30% |  | 644 | - | - | 649 | PV1-F 185 sqmm Solar Cable | https://drive.google.com/file/d/122mNxpgY6dNIQXN5fLgAlqKE8VjZjgHG/view?usp=sharing
Solar Cable | PV1-F | 240 | - | 500 |  | - | 0 | 30% |  | 775 | - | - | 781 | PV1-F 240 sqmm Solar Cable | https://drive.google.com/file/d/122mNxpgY6dNIQXN5fLgAlqKE8VjZjgHG/view?usp=sharing
Solar Cable | H1Z2Z2-K | 1.5 | - | 1000 |  | - | 47.95 | 30% | 68.5 | 30 | - | - | 25 | H1Z2Z2-K 1.5 sqmm Solar Cable | https://drive.google.com/file/d/1FRAEg3i5zKZZax865-lqgfv2Nv1cmccB/view?usp=sharing
Solar Cable | H1Z2Z2-K | 2.5 | - | 1000 |  | - | 73.5 | 30% | 105 | 41 | - | - | 35 | H1Z2Z2-K 2.5 sqmm Solar Cable | https://drive.google.com/file/d/1FRAEg3i5zKZZax865-lqgfv2Nv1cmccB/view?usp=sharing
Solar Cable | H1Z2Z2-K | 4 | - | 1000 |  | - | 102.9 | 30% | 147 | 55 | - | - | 45 | H1Z2Z2-K 4 sqmm Solar Cable | https://drive.google.com/file/d/1FRAEg3i5zKZZax865-lqgfv2Nv1cmccB/view?usp=sharing
Solar Cable | H1Z2Z2-K | 6 | - | 1000 |  | - | 152.6 | 30% | 218 | 70 | - | - | 58 | H1Z2Z2-K 6 sqmm Solar Cable | https://drive.google.com/file/d/1FRAEg3i5zKZZax865-lqgfv2Nv1cmccB/view?usp=sharing
Solar Cable | H1Z2Z2-K | 10 | - | 1000 |  | - | 256.9 | 30% | 367 | 98 | - | - | 80 | H1Z2Z2-K 10 sqmm Solar Cable | https://drive.google.com/file/d/1FRAEg3i5zKZZax865-lqgfv2Nv1cmccB/view?usp=sharing
Solar Cable | H1Z2Z2-K | 16 | - | 1000 |  | - | 407.4 | 30% | 582 | 132 | - | - | 106 | H1Z2Z2-K 16 sqmm Solar Cable | https://drive.google.com/file/d/1FRAEg3i5zKZZax865-lqgfv2Nv1cmccB/view?usp=sharing
Solar Cable | H1Z2Z2-K | 25 | - | 1000 |  | - | 672 | 30% | 960 | 176 | - | - | 135 | H1Z2Z2-K 25 sqmm Solar Cable | https://drive.google.com/file/d/1FRAEg3i5zKZZax865-lqgfv2Nv1cmccB/view?usp=sharing
Solar Cable | H1Z2Z2-K | 35 | - | 1000 |  | - | 934.5 | 30% | 1335 | 218 | - | - | 173 | H1Z2Z2-K 35 sqmm Solar Cable | https://drive.google.com/file/d/1FRAEg3i5zKZZax865-lqgfv2Nv1cmccB/view?usp=sharing
Solar Cable | H1Z2Z2-K | 50 | - | 1000 |  | - | 1330 | 30% | 1900 | 276 | - | - | 226 | H1Z2Z2-K 50 sqmm Solar Cable | https://drive.google.com/file/d/1FRAEg3i5zKZZax865-lqgfv2Nv1cmccB/view?usp=sharing
Solar Cable | H1Z2Z2-K | 70 | - | 1000 |  | - | 1848 | 30% | 2640 | 347 | - | - | 336 | H1Z2Z2-K 70 sqmm Solar Cable | https://drive.google.com/file/d/1FRAEg3i5zKZZax865-lqgfv2Nv1cmccB/view?usp=sharing
Solar Cable | H1Z2Z2-K | 95 | - | 1000 |  | - | 2495.5 | 30% | 3565 | 416 | - | - | 406 | H1Z2Z2-K 95 sqmm Solar Cable | https://drive.google.com/file/d/1FRAEg3i5zKZZax865-lqgfv2Nv1cmccB/view?usp=sharing
Solar Cable | H1Z2Z2-K | 120 | - | 1000 |  | - | 3143 | 30% | 4490 | 488 | - | - | 476 | H1Z2Z2-K 120 sqmm Solar Cable | https://drive.google.com/file/d/1FRAEg3i5zKZZax865-lqgfv2Nv1cmccB/view?usp=sharing
Solar Cable | H1Z2Z2-K | 150 | - | 500 |  | - | 3930.5 | 30% | 5615 | 566 | - | - | 555 | H1Z2Z2-K 150 sqmm Solar Cable | https://drive.google.com/file/d/1FRAEg3i5zKZZax865-lqgfv2Nv1cmccB/view?usp=sharing
Solar Cable | H1Z2Z2-K | 185 | - | 500 |  | - | 4851 | 30% | 6930 | 644 | - | - | 649 | H1Z2Z2-K 185 sqmm Solar Cable | https://drive.google.com/file/d/1FRAEg3i5zKZZax865-lqgfv2Nv1cmccB/view?usp=sharing
Solar Cable | H1Z2Z2-K | 240 | - | 500 |  | - | 6279 | 30% | 8970 | 775 | - | - | 781 | H1Z2Z2-K 240 sqmm Solar Cable | https://drive.google.com/file/d/1FRAEg3i5zKZZax865-lqgfv2Nv1cmccB/view?usp=sharing
Solar Cable | 2XY | 1.5 | - | 1000 |  | - | 44.555 | 30% | 63.65 | 30 | - | - | 25 | 2XY 1.5 sqmm Solar Cable | https://drive.google.com/file/d/122mNxpgY6dNIQXN5fLgAlqKE8VjZjgHG/view?usp=sharing
Solar Cable | 2XY | 2.5 | - | 1000 |  | - | 69.02 | 30% | 98.6 | 41 | - | - | 35 | 2XY 2.5 sqmm Solar Cable | https://drive.google.com/file/d/122mNxpgY6dNIQXN5fLgAlqKE8VjZjgHG/view?usp=sharing
Solar Cable | 2XY | 4 | - | 1000 |  | - | 97.51 | 30% | 139.3 | 55 | - | - | 45 | 2XY 4 sqmm Solar Cable | https://drive.google.com/file/d/122mNxpgY6dNIQXN5fLgAlqKE8VjZjgHG/view?usp=sharing
Solar Cable | 2XY | 6 | - | 1000 |  | - | 146.3 | 30% | 209 | 70 | - | - | 58 | 2XY 6 sqmm Solar Cable | https://drive.google.com/file/d/122mNxpgY6dNIQXN5fLgAlqKE8VjZjgHG/view?usp=sharing
Solar Cable | 2XY | 10 | - | 1000 |  | - | 247.1 | 30% | 353 | 98 | - | - | 80 | 2XY 10 sqmm Solar Cable | https://drive.google.com/file/d/122mNxpgY6dNIQXN5fLgAlqKE8VjZjgHG/view?usp=sharing
Solar Cable | 2XY | 16 | - | 1000 |  | - | 392 | 30% | 560 | 132 | - | - | 106 | 2XY 16 sqmm Solar Cable | https://drive.google.com/file/d/122mNxpgY6dNIQXN5fLgAlqKE8VjZjgHG/view?usp=sharing
Solar Cable | 2XY | 25 | - | 1000 |  | - | 648.9 | 30% | 927 | 176 | - | - | 135 | 2XY 25 sqmm Solar Cable | https://drive.google.com/file/d/122mNxpgY6dNIQXN5fLgAlqKE8VjZjgHG/view?usp=sharing
Solar Cable | 2XY | 35 | - | 1000 |  | - | 904.4 | 30% | 1292 | 218 | - | - | 173 | 2XY 35 sqmm Solar Cable | https://drive.google.com/file/d/122mNxpgY6dNIQXN5fLgAlqKE8VjZjgHG/view?usp=sharing
Solar Cable | 2XY | 50 | - | 1000 |  | - | 1288 | 30% | 1840 | 276 | - | - | 226 | 2XY 50 sqmm Solar Cable | https://drive.google.com/file/d/122mNxpgY6dNIQXN5fLgAlqKE8VjZjgHG/view?usp=sharing
Solar Cable | 2XY | 70 | - | 1000 |  | - | 1799 | 30% | 2570 | 347 | - | - | 336 | 2XY 70 sqmm Solar Cable | https://drive.google.com/file/d/122mNxpgY6dNIQXN5fLgAlqKE8VjZjgHG/view?usp=sharing
Solar Cable | 2XY | 95 | - | 1000 |  | - | 2436 | 30% | 3480 | 416 | - | - | 406 | 2XY 95 sqmm Solar Cable | https://drive.google.com/file/d/122mNxpgY6dNIQXN5fLgAlqKE8VjZjgHG/view?usp=sharing
Solar Cable | 2XY | 120 | - | 1000 |  | - | 3073 | 30% | 4390 | 488 | - | - | 476 | 2XY 120 sqmm Solar Cable | https://drive.google.com/file/d/122mNxpgY6dNIQXN5fLgAlqKE8VjZjgHG/view?usp=sharing
Solar Cable | 2XY | 150 | - | 500 |  | - | 3836 | 30% | 5480 | 566 | - | - | 555 | 2XY 150 sqmm Solar Cable | https://drive.google.com/file/d/122mNxpgY6dNIQXN5fLgAlqKE8VjZjgHG/view?usp=sharing
Solar Cable | 2XY | 185 | - | 500 |  | - | 4732 | 30% | 6760 | 644 | - | - | 649 | 2XY 185 sqmm Solar Cable | https://drive.google.com/file/d/122mNxpgY6dNIQXN5fLgAlqKE8VjZjgHG/view?usp=sharing
Solar Cable | 2XY | 240 | - | 500 |  | - | 6132 | 30% | 8760 | 775 | - | - | 781 | 2XY 240 sqmm Solar Cable | https://drive.google.com/file/d/122mNxpgY6dNIQXN5fLgAlqKE8VjZjgHG/view?usp=sharing
Solar Panel | N-Type TOPCon Bifacial, 16BB |  | 600W | - |  | 2 | 33600 | 30% | 48000 | - | 22.3% | 30 | - | 600 Wp N-Type TOPCon Bifacial Solar Panel (Pack of 2) | https://drive.google.com/file/d/1X-q9IPYzKpVUhsPf-K4xisrc7dVRo_bw/view?usp=sharing
Solar Panel | HJT Dual-Glass Bifacial |  | 600W | - |  | 31 | 315000 | 30% | 450000 | - | 23% | 30 | - | 600 Wp HJT Dual-Glass Solar Panel (Pack of 31) | https://drive.google.com/file/d/1X-q9IPYzKpVUhsPf-K4xisrc7dVRo_bw/view?usp=sharing
Solar Panel | N-Type TOPCon G12R Dual Glass Bifacial |  | 625W | - |  | 36 | 595000 | 30% | 850000 | - | 23% | 30 | - | 625 Wp N-Type TOPCon G12R Dual Glass Bifacial Solar Panel (Pack of 36) | https://drive.google.com/file/d/1X-q9IPYzKpVUhsPf-K4xisrc7dVRo_bw/view?usp=sharing
Solar Panel | Back Contact |  | 650W | - |  | 36 | #VALUE! | 30% | N/A | - | - | 25 | - | 650 Wp Back Contact Solar Panel (Pack of 36) | https://drive.google.com/file/d/1X-q9IPYzKpVUhsPf-K4xisrc7dVRo_bw/view?usp=sharing
Solar Panel | HJT Dual-Glass Bifacial |  | 730W | - |  | 33 | 546700 | 30% | 781000 | - | - | 30 | - | 730~750 Wp HJT Dual-Glass Solar Panel (Pack of 33) | https://drive.google.com/file/d/1X-q9IPYzKpVUhsPf-K4xisrc7dVRo_bw/view?usp=sharing
Solar Panel | N-Type TOPCon / Mono PERC Halfcut Bifacial Dual Glass |  | 545W | - |  | 2 | 49000 | 30% | 70000 | - | 21.7% | 30 | - | 545 W Halfcut Mono PERC Bifacial Solar Panel (Pack of 2) | https://drive.google.com/file/d/1X-q9IPYzKpVUhsPf-K4xisrc7dVRo_bw/view?usp=sharing
Solar Panel | Mono PERC (DCR) |  | 550W | - |  | 1 | 10395 | 30% | 14850 | - | 21% | 25 | - | 550 W Mono PERC DCR Solar Panel (Market Estimate) | https://drive.google.com/file/d/1X-q9IPYzKpVUhsPf-K4xisrc7dVRo_bw/view?usp=sharing
Solar Panel | N-Type TOPCon Bifacial (Non-DCR) |  | 600W | - |  | 1 | 9240 | 30% | 13200 | - | 23.2% | 25 | - | 600 W TOPCon Bifacial Solar Panel (Market Estimate) | https://drive.google.com/file/d/1X-q9IPYzKpVUhsPf-K4xisrc7dVRo_bw/view?usp=sharing
Solar Panel | Mono PERC (DCR) |  | 550W | - |  | 1 | 10395 | 30% | 14850 | - | 21.6% | 25 | - | 550 W Mono PERC DCR Solar Panel (Market Estimate) | https://drive.google.com/file/d/1X-q9IPYzKpVUhsPf-K4xisrc7dVRo_bw/view?usp=sharing
Solar Panel | N-Type TOPCon Bifacial |  | 600W | - |  | 1 | 11340 | 30% | 16200 | - | 22% | 30 | - | 600 W TOPCon Bifacial Solar Panel (Market Estimate) | https://drive.google.com/file/d/1P_vSJpVE24v2KR5s4h0X2R1ElYKnuKSU/view?usp=sharing
Solar Panel | Monocrystalline TOPCon (TP540HG10 family) |  | 530W | - |  | 1 | 8533 | 30% | 12190 | - | 20.6% | 25 | - | 530 W Monocrystalline Panel (Market Estimate) | https://drive.google.com/file/d/1P_vSJpVE24v2KR5s4h0X2R1ElYKnuKSU/view?usp=sharing
Solar Panel | N-Type TOPCon (DCR) |  | 600W | - |  | 1 | 9660 | 30% | 13800 | - | 22% | 27 | - | 600 W TOPCon DCR Panel (Market Estimate) | https://drive.google.com/file/d/1P_vSJpVE24v2KR5s4h0X2R1ElYKnuKSU/view?usp=sharing
Solar Panel | Mono PERC (Somera Series) |  | 550W | - |  | 1 | 6930 | 30% | 9900 | - | 21% | 25 | - | 550 W Mono PERC Panel (Market Estimate) | https://drive.google.com/file/d/1P_vSJpVE24v2KR5s4h0X2R1ElYKnuKSU/view?usp=sharing
Solar Panel | N-Type TOPCon Bifacial (Somera Series) |  | 545W | - |  | 1 | 6867 | 30% | 9810 | - | 21.7% | 30 | - | 545 W TOPCon Bifacial Panel (Market Estimate) | https://drive.google.com/file/d/1P_vSJpVE24v2KR5s4h0X2R1ElYKnuKSU/view?usp=sharing
Solar Inverter | coming soon | coming soon | coming soon | coming soon | coming soon | coming soon |  | coming soon | coming soon | coming soon | coming soon | coming soon | coming soon | coming soon | https://drive.google.com/file/d/1HO6MlX59nByE2O6uPgc7YKn7r676-W5s/view?usp=sharing